{"text_format":"1","workbook":"xlsx","n_sheets":4,"sheets":["Übersicht","Konditionen","L2020","Bestellliste"],"not_rendered":{"charts":0,"images":7,"macros":1,"external_links":0,"defined_names":7,"comments":0,"pivot_tables":0},"unopened":[],"bounds":{"document_bytes":16777216,"sheet_cells":100000,"rows_first":2000,"rows_last":500,"rows_between":2000,"halvings":0,"cell_chars":16384,"cell_head_chars":4096},"cells_cut":0,"cells_raw":0,"read":"whole","date_system":"1900"}

{"sheet":"Übersicht","index":0,"n_rows":41,"n_cols":8,"rows_kept":41,"cut":false,"hidden":false,"merged":[]}
[]
[]
[]
[null,"Lindab GmbH"]
[null,"Carl-Benz-Weg 18"]
[null,"22941 Bargteheide"]
[null,"Tel. 04532-28590"]
[null,"Fax: 04532-5666"]
[null,"email: lindab@lindab.de"]
[]
[]
[null,null,null,"Lindab Preisliste 2020"]
[]
[]
[null,"Mit Hilfe dieser Datei möchten wir Ihnen, ergänzend zur Preisliste 2020 in gedruckter Form oder als PDF, die Möglichkeit bieten,  Ihre Einkaufskonditionen bei der "]
[null,"Preisfindung mit zu berücksichtigen und so schneller Ihren Einkaufspreis für das ausgewählte Produkt zu erfahren. "]
[]
[null,"Zu Beginn müssen Sie einmalig Ihre Konditionen im Programm hinterlegen. Dazu wechseln Sie zum Tabellenblatt \"Konditionen\" und tragen dort die vereinbarten "]
[null,"Rabatte ein. ","Zum Tabellenblatt Konditionen wechseln"]
[]
[null,"Im Tabellenblatt 2020 wird Ihnen dann zu jedem Artikel Ihr Einkaufspreis angezeigt. ",null,null,null,null,"Zur Preisliste 2020"]
[]
[null,"Mit Hilfe der Filter können Sie die Artikel nach Kategorie, oder Artikelkurzbezeichnung filtern, oder nutzen Sie die Suche-Funktion von Excel, wenn Ihnen "]
[null,"die Artikelnummer bekannt ist."]
[]
[null,"Schaltfläche* \"Zur Bestelliste hinzufügen\": Möchten Sie einen Artikel auswählen, markieren Sie bitte irgendeine Zelle in der Artikelzeile und drücken Sie die "]
[null,null,"                                           Schaltfläche, sie müssen nur noch  die gewünschte Stückzahl angeben und der Artikel wird in die Bestellliste\" übernommen."]
[null,null,"                                           Sie können dieses Tabellenblatt direkt per Email als Bestellung zu Lindab senden. *",null,null,null,null,"zur Bestellliste wechseln"]
[]
[]
[null,null,"                                       "]
[]
[]
[]
[]
[]
[]
[]
[]
[null,"* Um die Schaltflächen benutzen zu können, müssen die Sicherheitseinstellungen von Excel die Ausführung von Makros zulassen. Sie können dies über "]
[null,">Extras/Makro/Sicherheit/Sicherheitsstufe< \"mittel\" oder \"niedrig\" (nicht empfohlen) anpassen."]

{"sheet":"Konditionen","index":1,"n_rows":44,"n_cols":4,"rows_kept":44,"cut":false,"hidden":false,"merged":[]}
[]
[]
[]
[]
[]
[]
[]
[]
[]
[null,"Bitte tragen Sie in die nachfolgende Tabelle die Rabatte gemäß Ihrer aktuellen Konditionsbestätigung ein.  "]
[]
[null,"Im Tabellenblatt \"2020\" werden Ihnen dann zu jedem Artikel Ihre Netto-Einkaufspreise direkt angezeigt."]
[]
[null,"zur L2020","zurück zur Übersicht"]
[]
[]
[null,"Preisgruppe","Preisgruppenbezeichnung","Rabatt gesamt"]
[null,10,"Rohre",0]
[null,11,"Flex",0]
[null,30,"LindabSafe Formteile",0]
[null,31,"Schalldämpfer flexibel",0]
[null,35,"Lindab Transfer",0]
[null,37,"Panelfilter und V-Zellen",0]
[null,3702,"Taschenfilter, Z-Linefilter, Rollenware",0]
[null,53,"Dachhauben",0]
[null,60,"Edelstahl",0]
[null,65,"Lindab Isol",0]
[null,70,"Lindab Comfort Luftauslässe",0]
[null,80,"Entrauchung",0]
[null,8006,"Brandschutzklappen und Zubehör",0]
[null,"Netto","Dienstleistungen & Zubehör",0]
[null,"14.MS","METU System",0]
[null,"14.REV","METU Revisionsdeckel",0]
[null,"17.ALLG","Kunststoff Rohre- und Formteile",0]
[null,"17.EFFI","Effitec Kunststoffsystem",0]
[]
[null,null,"Ihre Daten"]
[null,null,"Kundennr.:"]
[null,null,"Name:"]
[null,null,"Ansprechpartner"]
[null,null,"Str.:"]
[null,null,"PLZ/Ort:"]
[null,null,"Tel.:"]
[null,null,"Fax:"]

{"sheet":"L2020","index":2,"n_rows":26109,"n_cols":8,"rows_kept":4500,"cut":true,"hidden":false,"merged":[],"bounds":{"rows_first":2000,"rows_last":500,"rows_between":2000,"halvings":0}}
[]
[]
[null,null,"Lindab Preisliste 2020"]
[]
[]
[null,null,null,null,null,"wechseln zu:","Übersicht"]
[null,null,null,null,null,null,"Konditionen"]
[null,null,null,null,null,null,"Bestellliste"]
[]
[]
["Kategorie","Kurzbezeichnung","Artikelnummer","Beschreibung 1","Beschreibung 2","Preisgruppe","Preis brutto","Preis netto"]
["Edelstahl","ABUV2A","ABUV2A100","Ausblasbogen       ABFU V2A     100","Edelstahl W.Nr. 1.4301",60,371.35,{"$f":"G12*(1-VLOOKUP(F12,Konditionen!$B:$D,3,0))","v":371.35}]
["Edelstahl","ABUV2A","ABUV2A112","Ausblasbogen       ABFU V2A     112","Edelstahl W. Nr. 1.4301",60,385.05,{"$f":"G13*(1-VLOOKUP(F13,Konditionen!$B:$D,3,0))","v":385.05}]
["Edelstahl","ABUV2A","ABUV2A125","Ausblasbogen       ABFU V2A     125","Edelstahl W. Nr. 1.4301",60,385.05,{"$f":"G14*(1-VLOOKUP(F14,Konditionen!$B:$D,3,0))","v":385.05}]
["Edelstahl","ABUV2A","ABUV2A140","Ausblasbogen       ABFU V2A     140","Edelstahl W. Nr. 1.4301",60,424.45,{"$f":"G15*(1-VLOOKUP(F15,Konditionen!$B:$D,3,0))","v":424.45}]
["Edelstahl","ABUV2A","ABUV2A150","Ausblasbogen       ABFU V2A     150","Edelstahl W. Nr. 1.4301",60,424.45,{"$f":"G16*(1-VLOOKUP(F16,Konditionen!$B:$D,3,0))","v":424.45}]
["Edelstahl","ABUV2A","ABUV2A160","Ausblasbogen       ABFU V2A     160","Edelstahl W. Nr. 1.4301",60,424.45,{"$f":"G17*(1-VLOOKUP(F17,Konditionen!$B:$D,3,0))","v":424.45}]
["Edelstahl","ABUV2A","ABUV2A180","Ausblasbogen       ABFU V2A     180","Edelstahl W. Nr. 1.4301",60,487.6,{"$f":"G18*(1-VLOOKUP(F18,Konditionen!$B:$D,3,0))","v":487.6}]
["Edelstahl","ABUV2A","ABUV2A200","Ausblasbogen       ABFU V2A     200","Edelstahl W. Nr. 1.4301",60,487.6,{"$f":"G19*(1-VLOOKUP(F19,Konditionen!$B:$D,3,0))","v":487.6}]
["Edelstahl","ABUV2A","ABUV2A224","Ausblasbogen       ABFU V2A     224","Edelstahl W. Nr. 1.4301",60,626.1,{"$f":"G20*(1-VLOOKUP(F20,Konditionen!$B:$D,3,0))","v":626.1}]
["Edelstahl","ABUV2A","ABUV2A250","Ausblasbogen       ABFU V2A     250","Edelstahl W. Nr. 1.4301",60,626.1,{"$f":"G21*(1-VLOOKUP(F21,Konditionen!$B:$D,3,0))","v":626.1}]
["Edelstahl","ABUV2A","ABUV2A280","Ausblasbogen       ABFU V2A     280","Edelstahl W.Nr. 1.4301",60,791,{"$f":"G22*(1-VLOOKUP(F22,Konditionen!$B:$D,3,0))","v":791}]
["Edelstahl","ABUV2A","ABUV2A300","Ausblasbogen       ABFU V2A     300","Edelstahl W. Nr. 1.4301",60,791,{"$f":"G23*(1-VLOOKUP(F23,Konditionen!$B:$D,3,0))","v":791}]
["Edelstahl","ABUV2A","ABUV2A315","Ausblasbogen       ABFU V2A     315","Edelstahl W. Nr. 1.4301",60,897.2,{"$f":"G24*(1-VLOOKUP(F24,Konditionen!$B:$D,3,0))","v":897.2}]
["Edelstahl","ABUV2A","ABUV2A355","Ausblasbogen       ABFU V2A     355","Edelstahl W. Nr. 1.4301",60,989.05,{"$f":"G25*(1-VLOOKUP(F25,Konditionen!$B:$D,3,0))","v":989.05}]
["Edelstahl","ABUV2A","ABUV2A400","Ausblasbogen       ABFU V2A     400","Edelstahl W. Nr. 1.4301",60,1154,{"$f":"G26*(1-VLOOKUP(F26,Konditionen!$B:$D,3,0))","v":1154}]
["Edelstahl","ABUV2A","ABUV2A450","Ausblasbogen       ABFU V2A     450","Edelstahl W. Nr. 1.4301",60,1334,{"$f":"G27*(1-VLOOKUP(F27,Konditionen!$B:$D,3,0))","v":1334}]
["Edelstahl","ABUV2A","ABUV2A500","Ausblasbogen       ABFU V2A     500","Edelstahl W. Nr. 1.4301",60,1567,{"$f":"G28*(1-VLOOKUP(F28,Konditionen!$B:$D,3,0))","v":1567}]
["Edelstahl","ABUV2A","ABUV2A560","Ausblasbogen       ABFU V2A     560","Edelstahl W. Nr. 1.4301",60,1957,{"$f":"G29*(1-VLOOKUP(F29,Konditionen!$B:$D,3,0))","v":1957}]
["Edelstahl","ABUV2A","ABUV2A600","Ausblasbogen       ABFU V2A     600","Edelstahl W. Nr. 1.4301",60,2395,{"$f":"G30*(1-VLOOKUP(F30,Konditionen!$B:$D,3,0))","v":2395}]
["Edelstahl","ABUV2A","ABUV2A630","Ausblasbogen       ABFU V2A     630","Edelstahl W. Nr. 1.4301",60,2729,{"$f":"G31*(1-VLOOKUP(F31,Konditionen!$B:$D,3,0))","v":2729}]
["Edelstahl","ABUV2A","ABUV2A710","Ausblasbogen       ABFU V2A     710","Edelstahl W. Nr. 1.4301",60,3363,{"$f":"G32*(1-VLOOKUP(F32,Konditionen!$B:$D,3,0))","v":3363}]
["Edelstahl","ABUV2A","ABUV2A800","Ausblasbogen       ABFU V2A     800","Edelstahl W. Nr. 1.4301",60,3974,{"$f":"G33*(1-VLOOKUP(F33,Konditionen!$B:$D,3,0))","v":3974}]
["Edelstahl","ABUV2A","ABUV2A900","Ausblasbogen       ABFU V2A     900","Edelstahl W. Nr. 1.4301",60,4932,{"$f":"G34*(1-VLOOKUP(F34,Konditionen!$B:$D,3,0))","v":4932}]
["Dachhauben","ABU","ABU100","Ausblasbogen     ABU  90       100","",53,50.1,{"$f":"G35*(1-VLOOKUP(F35,Konditionen!$B:$D,3,0))","v":50.1}]
["Dachhauben","ABU","ABU1000","Ausblasbogen     ABFU 90      1000","",53,1187,{"$f":"G36*(1-VLOOKUP(F36,Konditionen!$B:$D,3,0))","v":1187}]
["Dachhauben","ABU","ABU1000135","Ausblasbogen     ABFU  135    1000","",53,2041,{"$f":"G37*(1-VLOOKUP(F37,Konditionen!$B:$D,3,0))","v":2041}]
["Dachhauben","ABU","ABU100135","Ausblasbogen     ABFU  135     100","",53,79.5,{"$f":"G38*(1-VLOOKUP(F38,Konditionen!$B:$D,3,0))","v":79.5}]
["Dachhauben","ABU","ABU112","Ausblasbogen     ABU  90       112","",53,58.95,{"$f":"G39*(1-VLOOKUP(F39,Konditionen!$B:$D,3,0))","v":58.95}]
["Dachhauben","ABU","ABU1120","Ausblasbogen     ABFU 90      1120","",53,1503,{"$f":"G40*(1-VLOOKUP(F40,Konditionen!$B:$D,3,0))","v":1503}]
["Dachhauben","ABU","ABU1120135","Ausblasbogen     ABFU  135    1120","",53,2595,{"$f":"G41*(1-VLOOKUP(F41,Konditionen!$B:$D,3,0))","v":2595}]
["Dachhauben","ABU","ABU125","Ausblasbogen     ABU  90       125","",53,58.95,{"$f":"G42*(1-VLOOKUP(F42,Konditionen!$B:$D,3,0))","v":58.95}]
["Dachhauben","ABU","ABU1250","Ausblasbogen     ABFU 90      1250","",53,1798,{"$f":"G43*(1-VLOOKUP(F43,Konditionen!$B:$D,3,0))","v":1798}]
["Dachhauben","ABU","ABU1250135","Ausblasbogen     ABFU  135    1250","",53,3137,{"$f":"G44*(1-VLOOKUP(F44,Konditionen!$B:$D,3,0))","v":3137}]
["Dachhauben","ABU","ABU125135","Ausblasbogen     ABFU  135     125","",53,93.75,{"$f":"G45*(1-VLOOKUP(F45,Konditionen!$B:$D,3,0))","v":93.75}]
["Dachhauben","ABU","ABU140","Ausblasbogen     ABU  90       140","",53,66.849999999999994,{"$f":"G46*(1-VLOOKUP(F46,Konditionen!$B:$D,3,0))","v":66.849999999999994}]
["Dachhauben","ABU","ABU150","Ausblasbogen     ABU  90       150","",53,66.849999999999994,{"$f":"G47*(1-VLOOKUP(F47,Konditionen!$B:$D,3,0))","v":66.849999999999994}]
["Dachhauben","ABU","ABU150135","Ausblasbogen     ABFU  135     150","",53,106.45,{"$f":"G48*(1-VLOOKUP(F48,Konditionen!$B:$D,3,0))","v":106.45}]
["Dachhauben","ABU","ABU160","Ausblasbogen     ABU  90       160","",53,66.849999999999994,{"$f":"G49*(1-VLOOKUP(F49,Konditionen!$B:$D,3,0))","v":66.849999999999994}]
["Dachhauben","ABU","ABU160135","Ausblasbogen     ABFU  135     160","",53,106.45,{"$f":"G50*(1-VLOOKUP(F50,Konditionen!$B:$D,3,0))","v":106.45}]
["Dachhauben","ABU","ABU180","Ausblasbogen     ABU  90       180","",53,80.95,{"$f":"G51*(1-VLOOKUP(F51,Konditionen!$B:$D,3,0))","v":80.95}]
["Dachhauben","ABU","ABU180135","Ausblasbogen     ABFU  135     180","",53,125.5,{"$f":"G52*(1-VLOOKUP(F52,Konditionen!$B:$D,3,0))","v":125.5}]
["Dachhauben","ABU","ABU200","Ausblasbogen     ABU  90       200","",53,80.95,{"$f":"G53*(1-VLOOKUP(F53,Konditionen!$B:$D,3,0))","v":80.95}]
["Dachhauben","ABU","ABU200135","Ausblasbogen     ABFU  135      200","",53,125.5,{"$f":"G54*(1-VLOOKUP(F54,Konditionen!$B:$D,3,0))","v":125.5}]
["Dachhauben","ABU","ABU224","Ausblasbogen     ABFU 90       224","",53,103.7,{"$f":"G55*(1-VLOOKUP(F55,Konditionen!$B:$D,3,0))","v":103.7}]
["Dachhauben","ABU","ABU224135","Ausblasbogen     ABFU  135     224","",53,162.55000000000001,{"$f":"G56*(1-VLOOKUP(F56,Konditionen!$B:$D,3,0))","v":162.55000000000001}]
["Dachhauben","ABU","ABU250","Ausblasbogen     ABFU 90       250","",53,103.7,{"$f":"G57*(1-VLOOKUP(F57,Konditionen!$B:$D,3,0))","v":103.7}]
["Dachhauben","ABU","ABU250135","Ausblasbogen     ABFU  135     250","",53,162.55000000000001,{"$f":"G58*(1-VLOOKUP(F58,Konditionen!$B:$D,3,0))","v":162.55000000000001}]
["Dachhauben","ABU","ABU280","Ausblasbogen     ABFU 90       280","",53,125.8,{"$f":"G59*(1-VLOOKUP(F59,Konditionen!$B:$D,3,0))","v":125.8}]
["Dachhauben","ABU","ABU280135","Ausblasbogen     ABFU  135     280","",53,197.35,{"$f":"G60*(1-VLOOKUP(F60,Konditionen!$B:$D,3,0))","v":197.35}]
["Dachhauben","ABU","ABU300","Ausblasbogen     ABFU 90       300","",53,125.8,{"$f":"G61*(1-VLOOKUP(F61,Konditionen!$B:$D,3,0))","v":125.8}]
["Dachhauben","ABU","ABU300135","Ausblasbogen     ABFU  135     300","",53,197.35,{"$f":"G62*(1-VLOOKUP(F62,Konditionen!$B:$D,3,0))","v":197.35}]
["Dachhauben","ABU","ABU315","Ausblasbogen     ABFU 90       315","",53,134.4,{"$f":"G63*(1-VLOOKUP(F63,Konditionen!$B:$D,3,0))","v":134.4}]
["Dachhauben","ABU","ABU315135","Ausblasbogen     ABFU  135     315","",53,212.65,{"$f":"G64*(1-VLOOKUP(F64,Konditionen!$B:$D,3,0))","v":212.65}]
["Dachhauben","ABU","ABU355","Ausblasbogen     ABFU 90       355","",53,155.65,{"$f":"G65*(1-VLOOKUP(F65,Konditionen!$B:$D,3,0))","v":155.65}]
["Dachhauben","ABU","ABU355135","Ausblasbogen     ABFU  135     355","",53,238.95,{"$f":"G66*(1-VLOOKUP(F66,Konditionen!$B:$D,3,0))","v":238.95}]
["Dachhauben","ABU","ABU400","Ausblasbogen     ABFU 90       400","",53,179.35,{"$f":"G67*(1-VLOOKUP(F67,Konditionen!$B:$D,3,0))","v":179.35}]
["Dachhauben","ABU","ABU400135","Ausblasbogen     ABFU 135     400","",53,270.05,{"$f":"G68*(1-VLOOKUP(F68,Konditionen!$B:$D,3,0))","v":270.05}]
["Dachhauben","ABU","ABU450","Ausblasbogen     ABFU 90       450","",53,203.2,{"$f":"G69*(1-VLOOKUP(F69,Konditionen!$B:$D,3,0))","v":203.2}]
["Dachhauben","ABU","ABU450135","Ausblasbogen     ABFU  135     450","",53,311.85000000000002,{"$f":"G70*(1-VLOOKUP(F70,Konditionen!$B:$D,3,0))","v":311.85000000000002}]
["Dachhauben","ABU","ABU500","Ausblasbogen     ABFU 90       500","",53,229,{"$f":"G71*(1-VLOOKUP(F71,Konditionen!$B:$D,3,0))","v":229}]
["Dachhauben","ABU","ABU500135","Ausblasbogen     ABFU  135     500","",53,374.4,{"$f":"G72*(1-VLOOKUP(F72,Konditionen!$B:$D,3,0))","v":374.4}]
["Dachhauben","ABU","ABU560","Ausblasbogen     ABFU 90       560","",53,278.75,{"$f":"G73*(1-VLOOKUP(F73,Konditionen!$B:$D,3,0))","v":278.75}]
["Dachhauben","ABU","ABU560135","Ausblasbogen     ABFU  135     560","",53,461,{"$f":"G74*(1-VLOOKUP(F74,Konditionen!$B:$D,3,0))","v":461}]
["Dachhauben","ABU","ABU600","Ausblasbogen     ABFU 90       600","",53,317,{"$f":"G75*(1-VLOOKUP(F75,Konditionen!$B:$D,3,0))","v":317}]
["Dachhauben","ABU","ABU600135","Ausblasbogen     ABFU  135     600","",53,543.15,{"$f":"G76*(1-VLOOKUP(F76,Konditionen!$B:$D,3,0))","v":543.15}]
["Dachhauben","ABU","ABU630","Ausblasbogen     ABFU 90       630","",53,350.9,{"$f":"G77*(1-VLOOKUP(F77,Konditionen!$B:$D,3,0))","v":350.9}]
["Dachhauben","ABU","ABU630135","Ausblasbogen     ABFU  135     630","",53,627.79999999999995,{"$f":"G78*(1-VLOOKUP(F78,Konditionen!$B:$D,3,0))","v":627.79999999999995}]
["Dachhauben","ABU","ABU710","Ausblasbogen     ABFU 90       710","",53,498.5,{"$f":"G79*(1-VLOOKUP(F79,Konditionen!$B:$D,3,0))","v":498.5}]
["Dachhauben","ABU","ABU710135","Ausblasbogen     ABFU  135     710","",53,842.4,{"$f":"G80*(1-VLOOKUP(F80,Konditionen!$B:$D,3,0))","v":842.4}]
["Dachhauben","ABU","ABU80","Ausblasbogen     ABU  90       80","",53,45.45,{"$f":"G81*(1-VLOOKUP(F81,Konditionen!$B:$D,3,0))","v":45.45}]
["Dachhauben","ABU","ABU800","Ausblasbogen     ABFU 90       800","",53,663.4,{"$f":"G82*(1-VLOOKUP(F82,Konditionen!$B:$D,3,0))","v":663.4}]
["Dachhauben","ABU","ABU800135","Ausblasbogen     ABFU  135     800","",53,1093,{"$f":"G83*(1-VLOOKUP(F83,Konditionen!$B:$D,3,0))","v":1093}]
["Dachhauben","ABU","ABU900","Ausblasbogen     ABFU 90       900","",53,899.9,{"$f":"G84*(1-VLOOKUP(F84,Konditionen!$B:$D,3,0))","v":899.9}]
["Dachhauben","ABU","ABU900135","Ausblasbogen     ABFU  135     900","",53,1563,{"$f":"G85*(1-VLOOKUP(F85,Konditionen!$B:$D,3,0))","v":1563}]
["Diverse","AEWT","AEWT160LNRLACK","Aussenlufteinheit AEWT 160.280.1180","Ausführung LNR lackiert RAL ????","Netto",611.95000000000005,{"$f":"G86*(1-VLOOKUP(F86,Konditionen!$B:$D,3,0))","v":611.95000000000005}]
["Diverse","AEWT","AEWT160LNRVZ","Aussenlufteinheit AEWT 160.280.1180","Ausführung LNR verzinkt","Netto",367.25,{"$f":"G87*(1-VLOOKUP(F87,Konditionen!$B:$D,3,0))","v":367.25}]
["Diverse","AEWT","AEWT160SRLACK","Aussenlufteinheit AEWT 160.280.1180","Ausführung SREN lackiert RAL ????","Netto",611.95000000000005,{"$f":"G88*(1-VLOOKUP(F88,Konditionen!$B:$D,3,0))","v":611.95000000000005}]
["Diverse","AEWT","AEWT160SRVZ","Aussenlufteinheit AEWT 160.280.1180","Ausführung SREN verzinkt","Netto",367.25,{"$f":"G89*(1-VLOOKUP(F89,Konditionen!$B:$D,3,0))","v":367.25}]
["Diverse","AEWT","AEWT200LNRLACK","Aussenlufteinheit AEWT 200.315.1250","Ausführung LNR lackiert RAL ????","Netto",788.55,{"$f":"G90*(1-VLOOKUP(F90,Konditionen!$B:$D,3,0))","v":788.55}]
["Diverse","AEWT","AEWT200LNRVZ","Aussenlufteinheit AEWT 200.315.1250","Ausführung LNR verzinkt","Netto",473.15,{"$f":"G91*(1-VLOOKUP(F91,Konditionen!$B:$D,3,0))","v":473.15}]
["Diverse","AEWT","AEWT200SRLACK","Aussenlufteinheit AEWT 200.315.1250","Ausführung SREN lackiert RAL ????","Netto",788.55,{"$f":"G92*(1-VLOOKUP(F92,Konditionen!$B:$D,3,0))","v":788.55}]
["Diverse","AEWT","AEWT200SRVZ","Aussenlufteinheit AEWT 200.315.1250","Ausführung SREN verzinkt","Netto",473.15,{"$f":"G93*(1-VLOOKUP(F93,Konditionen!$B:$D,3,0))","v":473.15}]
["Diverse","AEWT","AEWT250LNRLACK","Aussenlufteinheit AEWT 250.400.1250","Ausführung LNR lackiert RAL ????","Netto",839.8,{"$f":"G94*(1-VLOOKUP(F94,Konditionen!$B:$D,3,0))","v":839.8}]
["Diverse","AEWT","AEWT250LNRVZ","Aussenlufteinheit AEWT 250.400.1250","Ausführung LNR verzinkt","Netto",503.95,{"$f":"G95*(1-VLOOKUP(F95,Konditionen!$B:$D,3,0))","v":503.95}]
["Diverse","AEWT","AEWT250SRLACK","Aussenlufteinheit AEWT 250.400.1250","Ausführung SREN lackiert RAL ????","Netto",839.8,{"$f":"G96*(1-VLOOKUP(F96,Konditionen!$B:$D,3,0))","v":839.8}]
["Diverse","AEWT","AEWT250SRVZ","Aussenlufteinheit AEWT 250.400.1250","Ausführung SREN verzinkt","Netto",503.95,{"$f":"G97*(1-VLOOKUP(F97,Konditionen!$B:$D,3,0))","v":503.95}]
["Diverse","AEWT","AEWT315LNRLACK","Aussenlufteinheit AEWT 315.450.1790","Ausführung LNR lackiert RAL ????","Netto",1030,{"$f":"G98*(1-VLOOKUP(F98,Konditionen!$B:$D,3,0))","v":1030}]
["Diverse","AEWT","AEWT315LNRVZ","Aussenlufteinheit AEWT 315.450.1790","Ausführung LNR verzinkt","Netto",710.75,{"$f":"G99*(1-VLOOKUP(F99,Konditionen!$B:$D,3,0))","v":710.75}]
["Diverse","AEWT","AEWT315SRLACK","Aussenlufteinheit AEWT 315.450.1790","Ausführung SREN lackiert RAL ????","Netto",1030,{"$f":"G100*(1-VLOOKUP(F100,Konditionen!$B:$D,3,0))","v":1030}]
["Diverse","AEWT","AEWT315SRVZ","Aussenlufteinheit AEWT 315.450.1790","Ausführung SREN verzinkt","Netto",710.75,{"$f":"G101*(1-VLOOKUP(F101,Konditionen!$B:$D,3,0))","v":710.75}]
["Diverse","AEWT","AEWT400LNRLACK","Aussenlufteinheit AEWT 400.560.1870","Ausführung LNR lackiert RAL ????","Netto",1184,{"$f":"G102*(1-VLOOKUP(F102,Konditionen!$B:$D,3,0))","v":1184}]
["Diverse","AEWT","AEWT400LNRVZ","Aussenlufteinheit AEWT 400.560.1870","Ausführung LNR verzinkt","Netto",821.9,{"$f":"G103*(1-VLOOKUP(F103,Konditionen!$B:$D,3,0))","v":821.9}]
["Diverse","AEWT","AEWT400SRLACK","Aussenlufteinheit AEWT 400.560.1870","Ausführung SREN lackiert RAL ????","Netto",1184,{"$f":"G104*(1-VLOOKUP(F104,Konditionen!$B:$D,3,0))","v":1184}]
["Diverse","AEWT","AEWT400SRVZ","Aussenlufteinheit AEWT 400.560.1870","Ausführung SREN verzinkt","Netto",821.9,{"$f":"G105*(1-VLOOKUP(F105,Konditionen!$B:$D,3,0))","v":821.9}]
["Metu ","AFV2A","AFV2A100","Rohrflansch AF 100 V2A** 1000 mm","","14.MS",48.4,{"$f":"G106*(1-VLOOKUP(F106,Konditionen!$B:$D,3,0))","v":48.4}]
["Metu ","AFV2A","AFV2A112","Rohrflansch AF 112 V2A 1120 mm","","14.MS",103.5,{"$f":"G107*(1-VLOOKUP(F107,Konditionen!$B:$D,3,0))","v":103.5}]
["Metu ","AFV2A","AFV2A125","Rohrflansch AF 125 V2A 1250 mm","","14.MS",113.85,{"$f":"G108*(1-VLOOKUP(F108,Konditionen!$B:$D,3,0))","v":113.85}]
["Metu ","AFV2A","AFV2A140","Rohrflansch AF 140 V2A 1400 mm","","14.MS",125.8,{"$f":"G109*(1-VLOOKUP(F109,Konditionen!$B:$D,3,0))","v":125.8}]
["Metu ","AFV2A","AFV2A160","Rohrflansch AF 160 V2A 1600 mm","","14.MS",142.65,{"$f":"G110*(1-VLOOKUP(F110,Konditionen!$B:$D,3,0))","v":142.65}]
["Metu ","AFV2A","AFV2A20","Rohrflansch AF   20 V2A 200 mm","","14.MS",8.8000000000000007,{"$f":"G111*(1-VLOOKUP(F111,Konditionen!$B:$D,3,0))","v":8.8000000000000007}]
["Metu ","AFV2A","AFV2A22","Rohrflansch AF   22 V2A 224 mm","","14.MS",9.4,{"$f":"G112*(1-VLOOKUP(F112,Konditionen!$B:$D,3,0))","v":9.4}]
["Metu ","AFV2A","AFV2A25","Rohrflansch AF   25 V2A 250 mm","","14.MS",10.35,{"$f":"G113*(1-VLOOKUP(F113,Konditionen!$B:$D,3,0))","v":10.35}]
["Metu ","AFV2A","AFV2A28","Rohrflansch AF   28 V2A 280 mm","","14.MS",11,{"$f":"G114*(1-VLOOKUP(F114,Konditionen!$B:$D,3,0))","v":11}]
["Metu ","AFV2A","AFV2A30","Rohrflansch AF   30 V2A 300 mm","","14.MS",11.4,{"$f":"G115*(1-VLOOKUP(F115,Konditionen!$B:$D,3,0))","v":11.4}]
["Metu ","AFV2A","AFV2A31","Rohrflansch AF   31 V2A 315 mm","","14.MS",11.65,{"$f":"G116*(1-VLOOKUP(F116,Konditionen!$B:$D,3,0))","v":11.65}]
["Metu ","AFV2A","AFV2A35","Rohrflansch AF   35 V2A 355 mm","","14.MS",12.35,{"$f":"G117*(1-VLOOKUP(F117,Konditionen!$B:$D,3,0))","v":12.35}]
["Metu ","AFV2A","AFV2A40","Rohrflansch AF   40 V2A 400 mm","","14.MS",13.1,{"$f":"G118*(1-VLOOKUP(F118,Konditionen!$B:$D,3,0))","v":13.1}]
["Metu ","AFV2A","AFV2A45","Rohrflansch AF   45 V2A 450 mm","","14.MS",14.25,{"$f":"G119*(1-VLOOKUP(F119,Konditionen!$B:$D,3,0))","v":14.25}]
["Metu ","AFV2A","AFV2A50","Rohrflansch AF   50 V2A 500 mm","","14.MS",24,{"$f":"G120*(1-VLOOKUP(F120,Konditionen!$B:$D,3,0))","v":24}]
["Metu ","AFV2A","AFV2A56","Rohrflansch AF   56 V2A 560 mm","","14.MS",26.95,{"$f":"G121*(1-VLOOKUP(F121,Konditionen!$B:$D,3,0))","v":26.95}]
["Metu ","AFV2A","AFV2A60","Rohrflansch AF   60 V2A 600 mm","","14.MS",28.6,{"$f":"G122*(1-VLOOKUP(F122,Konditionen!$B:$D,3,0))","v":28.6}]
["Metu ","AFV2A","AFV2A63","Rohrflansch AF   63 V2A 630 mm","","14.MS",29.85,{"$f":"G123*(1-VLOOKUP(F123,Konditionen!$B:$D,3,0))","v":29.85}]
["Metu ","AFV2A","AFV2A71","Rohrflansch AF   71 V2A 710 mm","","14.MS",33.1,{"$f":"G124*(1-VLOOKUP(F124,Konditionen!$B:$D,3,0))","v":33.1}]
["Metu ","AFV2A","AFV2A80","Rohrflansch AF   80 V2A 800 mm","","14.MS",37.6,{"$f":"G125*(1-VLOOKUP(F125,Konditionen!$B:$D,3,0))","v":37.6}]
["Metu ","AFV2A","AFV2A90","Rohrflansch AF   90 V2A 900 mm","","14.MS",41.5,{"$f":"G126*(1-VLOOKUP(F126,Konditionen!$B:$D,3,0))","v":41.5}]
["Metu ","AF","AF100","Rohrflansch AF 100 verz 1000 mm","","14.MS",17.05,{"$f":"G127*(1-VLOOKUP(F127,Konditionen!$B:$D,3,0))","v":17.05}]
["Metu ","AF","AF112","Rohrflansch AF 112 verz 1120 mm","","14.MS",19.149999999999999,{"$f":"G128*(1-VLOOKUP(F128,Konditionen!$B:$D,3,0))","v":19.149999999999999}]
["Metu ","AF","AF125","Rohrflansch AF 125 verz 1250 mm","","14.MS",20.75,{"$f":"G129*(1-VLOOKUP(F129,Konditionen!$B:$D,3,0))","v":20.75}]
["Metu ","AF","AF140","Rohrflansch AF 140 verz 1400 mm","","14.MS",23.35,{"$f":"G130*(1-VLOOKUP(F130,Konditionen!$B:$D,3,0))","v":23.35}]
["Metu ","AF","AF150","Rohrflansch AF 150 verz 1500 mm","","14.MS",25.35,{"$f":"G131*(1-VLOOKUP(F131,Konditionen!$B:$D,3,0))","v":25.35}]
["Metu ","AF","AF160","Rohrflansch AF 160 verz 1600 mm","","14.MS",26.1,{"$f":"G132*(1-VLOOKUP(F132,Konditionen!$B:$D,3,0))","v":26.1}]
["Metu ","AF","AF20","Rohrflansch AF   20 verz 200 mm","","14.MS",2.5,{"$f":"G133*(1-VLOOKUP(F133,Konditionen!$B:$D,3,0))","v":2.5}]
["Metu ","AF","AF22","Rohrflansch AF   22 verz 224 mm","","14.MS",2.7,{"$f":"G134*(1-VLOOKUP(F134,Konditionen!$B:$D,3,0))","v":2.7}]
["Metu ","AF","AF25","Rohrflansch AF   25 verz 250 mm","","14.MS",2.8,{"$f":"G135*(1-VLOOKUP(F135,Konditionen!$B:$D,3,0))","v":2.8}]
["Metu ","AF","AF28","Rohrflansch AF   28 verz 280 mm","","14.MS",2.9,{"$f":"G136*(1-VLOOKUP(F136,Konditionen!$B:$D,3,0))","v":2.9}]
["Metu ","AF","AF30","Rohrflansch AF   30 verz 300 mm","","14.MS",2.9,{"$f":"G137*(1-VLOOKUP(F137,Konditionen!$B:$D,3,0))","v":2.9}]
["Metu ","AF","AF31","Rohrflansch AF   31 verz 315 mm","","14.MS",3.1,{"$f":"G138*(1-VLOOKUP(F138,Konditionen!$B:$D,3,0))","v":3.1}]
["Metu ","AF","AF35","Rohrflansch AF   35 verz 355 mm","","14.MS",3.4,{"$f":"G139*(1-VLOOKUP(F139,Konditionen!$B:$D,3,0))","v":3.4}]
["Metu ","AF","AF40","Rohrflansch AF   40 verz 400 mm","","14.MS",3.5,{"$f":"G140*(1-VLOOKUP(F140,Konditionen!$B:$D,3,0))","v":3.5}]
["Metu ","AF","AF45","Rohrflansch AF   45 verz 450 mm","","14.MS",3.7,{"$f":"G141*(1-VLOOKUP(F141,Konditionen!$B:$D,3,0))","v":3.7}]
["Metu ","AF","AF50","Rohrflansch AF   50 verz 500 mm","","14.MS",5.7,{"$f":"G142*(1-VLOOKUP(F142,Konditionen!$B:$D,3,0))","v":5.7}]
["Metu ","AF","AF56","Rohrflansch AF   56 verz 560 mm","","14.MS",6.3,{"$f":"G143*(1-VLOOKUP(F143,Konditionen!$B:$D,3,0))","v":6.3}]
["Metu ","AF","AF60","Rohrflansch AF   60 verz 600 mm","","14.MS",7.1,{"$f":"G144*(1-VLOOKUP(F144,Konditionen!$B:$D,3,0))","v":7.1}]
["Metu ","AF","AF63","Rohrflansch AF   63 verz 630 mm","","14.MS",7.2,{"$f":"G145*(1-VLOOKUP(F145,Konditionen!$B:$D,3,0))","v":7.2}]
["Metu ","AF","AF71","Rohrflansch AF   71 verz 710 mm","","14.MS",7.3,{"$f":"G146*(1-VLOOKUP(F146,Konditionen!$B:$D,3,0))","v":7.3}]
["Metu ","AF","AF80","Rohrflansch AF   80 verz 800 mm","","14.MS",8.1,{"$f":"G147*(1-VLOOKUP(F147,Konditionen!$B:$D,3,0))","v":8.1}]
["Metu ","AF","AF90","Rohrflansch AF   90 verz 900 mm","","14.MS",9.1,{"$f":"G148*(1-VLOOKUP(F148,Konditionen!$B:$D,3,0))","v":9.1}]
["Dachhauben","AGIS","AGIS100224","Abdeckung    AGIS          100.224","für isoliertes Rohr",53,109.9,{"$f":"G149*(1-VLOOKUP(F149,Konditionen!$B:$D,3,0))","v":109.9}]
["Dachhauben","AGIS","AGIS125250","Abdeckung    AGIS          125.250","für isoliertes Rohr",53,111.15,{"$f":"G150*(1-VLOOKUP(F150,Konditionen!$B:$D,3,0))","v":111.15}]
["Dachhauben","AGIS","AGIS160280","Abdeckung    AGIS          160.280","für isoliertes Rohr",53,111.15,{"$f":"G151*(1-VLOOKUP(F151,Konditionen!$B:$D,3,0))","v":111.15}]
["Dachhauben","AGIS","AGIS200315","Abdeckung    AGIS          200.315","für isoliertes Rohr",53,114.3,{"$f":"G152*(1-VLOOKUP(F152,Konditionen!$B:$D,3,0))","v":114.3}]
["Dachhauben","AGIS","AGIS250315","Abdeckung    AGIS          250.315","für isoliertes Rohr",53,165.5,{"$f":"G153*(1-VLOOKUP(F153,Konditionen!$B:$D,3,0))","v":165.5}]
["Dachhauben","AGIS","AGIS250355","Abdeckung    AGIS          250.355","für isoliertes Rohr",53,165.5,{"$f":"G154*(1-VLOOKUP(F154,Konditionen!$B:$D,3,0))","v":165.5}]
["Dachhauben","AGIS","AGIS250400","Abdeckung    AGIS          250.400","für isoliertes Rohr",53,165.5,{"$f":"G155*(1-VLOOKUP(F155,Konditionen!$B:$D,3,0))","v":165.5}]
["Dachhauben","AGIS","AGIS315400","Abdeckung    AGIS          315.400","für isoliertes Rohr",53,165.5,{"$f":"G156*(1-VLOOKUP(F156,Konditionen!$B:$D,3,0))","v":165.5}]
["Dachhauben","AGIS","AGIS315450","Abdeckung    AGIS          315.450","für isoliertes Rohr",53,173.35,{"$f":"G157*(1-VLOOKUP(F157,Konditionen!$B:$D,3,0))","v":173.35}]
["Dachhauben","AGIS","AGIS315500","Abdeckung    AGIS          315.500","für isoliertes Rohr",53,177.05,{"$f":"G158*(1-VLOOKUP(F158,Konditionen!$B:$D,3,0))","v":177.05}]
["Dachhauben","AGIS","AGIS355500","Abdeckung    AGIS          355.500","für isoliertes Rohr",53,180.7,{"$f":"G159*(1-VLOOKUP(F159,Konditionen!$B:$D,3,0))","v":180.7}]
["Dachhauben","AGIS","AGIS400500","Abdeckung    AGIS          400.500","für isoliertes Rohr",53,180.7,{"$f":"G160*(1-VLOOKUP(F160,Konditionen!$B:$D,3,0))","v":180.7}]
["Dachhauben","AGIS","AGIS400560","Abdeckung    AGIS          400.560","für isoliertes Rohr",53,204.05,{"$f":"G161*(1-VLOOKUP(F161,Konditionen!$B:$D,3,0))","v":204.05}]
["Dachhauben","AGIS","AGIS400630","Abdeckung    AGIS          400.630","für isoliertes Rohr",53,229.6,{"$f":"G162*(1-VLOOKUP(F162,Konditionen!$B:$D,3,0))","v":229.6}]
["Dachhauben","AGIS","AGIS450630","Abdeckung    AGIS          450.630","für isoliertes Rohr",53,258.3,{"$f":"G163*(1-VLOOKUP(F163,Konditionen!$B:$D,3,0))","v":258.3}]
["Dachhauben","AGIS","AGIS500630","Abdeckung    AGIS          500.630","für isoliertes Rohr",53,286.89999999999998,{"$f":"G164*(1-VLOOKUP(F164,Konditionen!$B:$D,3,0))","v":286.89999999999998}]
["Dachhauben","AGIS","AGIS500710","Abdeckung    AGIS          500.710","für isoliertes Rohr",53,321.25,{"$f":"G165*(1-VLOOKUP(F165,Konditionen!$B:$D,3,0))","v":321.25}]
["Dachhauben","AGIS","AGIS630710","Abdeckung    AGIS          630.710","für isoliertes Rohr",53,371.15,{"$f":"G166*(1-VLOOKUP(F166,Konditionen!$B:$D,3,0))","v":371.15}]
["Dachhauben","AGIS","AGIS710800","Abdeckung    AGIS          710.800","für isoliertes Rohr",53,518.65,{"$f":"G167*(1-VLOOKUP(F167,Konditionen!$B:$D,3,0))","v":518.65}]
["Dachhauben","AGIS","AGIS800900","Abdeckung    AGIS          800.900","für isoliertes Rohr",53,522.95000000000005,{"$f":"G168*(1-VLOOKUP(F168,Konditionen!$B:$D,3,0))","v":522.95000000000005}]
["Edelstahl","AGUV2A","AGUV2A100","Ausblasstutzen AGU V2A        100","Edelstahl W,Nr. 1.4301",60,101.7,{"$f":"G169*(1-VLOOKUP(F169,Konditionen!$B:$D,3,0))","v":101.7}]
["Edelstahl","AGUV2A","AGUV2A112","Ausblasstutzen AGU V2A        112","Edelstahl W.Nr. 1.4301",60,104.1,{"$f":"G170*(1-VLOOKUP(F170,Konditionen!$B:$D,3,0))","v":104.1}]
["Edelstahl","AGUV2A","AGUV2A125","Ausblasstutzen AGU V2A        125","Edelstahl W.Nr. 1.4301",60,104.1,{"$f":"G171*(1-VLOOKUP(F171,Konditionen!$B:$D,3,0))","v":104.1}]
["Edelstahl","AGUV2A","AGUV2A140","Ausblasstutzen AGU V2A        140","Edelstahl W.Nr. 1.4301",60,126.55,{"$f":"G172*(1-VLOOKUP(F172,Konditionen!$B:$D,3,0))","v":126.55}]
["Edelstahl","AGUV2A","AGUV2A150","Ausblasstutzen AGU V2A        150","Edelstahl W.Nr. 1.4301",60,126.55,{"$f":"G173*(1-VLOOKUP(F173,Konditionen!$B:$D,3,0))","v":126.55}]
["Edelstahl","AGUV2A","AGUV2A160","Ausblasstutzen AGU V2A        160","Edelstahl W.Nr. 1.4301",60,126.55,{"$f":"G174*(1-VLOOKUP(F174,Konditionen!$B:$D,3,0))","v":126.55}]
["Edelstahl","AGUV2A","AGUV2A180","Ausblasstutzen AGU V2A        180","Edelstahl W.Nr. 1.4301",60,135.25,{"$f":"G175*(1-VLOOKUP(F175,Konditionen!$B:$D,3,0))","v":135.25}]
["Edelstahl","AGUV2A","AGUV2A200","Ausblasstutzen AGU V2A        200","Edelstahl W.Nr. 1.4301",60,135.25,{"$f":"G176*(1-VLOOKUP(F176,Konditionen!$B:$D,3,0))","v":135.25}]
["Edelstahl","AGUV2A","AGUV2A224","Ausblasstutzen AGU V2A        224","Edelstahl W.Nr. 1.4301",60,163.19999999999999,{"$f":"G177*(1-VLOOKUP(F177,Konditionen!$B:$D,3,0))","v":163.19999999999999}]
["Edelstahl","AGUV2A","AGUV2A250","Ausblasstutzen AGU V2A        250","Edelstahl W.Nr. 1.4301",60,163.19999999999999,{"$f":"G178*(1-VLOOKUP(F178,Konditionen!$B:$D,3,0))","v":163.19999999999999}]
["Edelstahl","AGUV2A","AGUV2A280","Ausblasstutzen AGU V2A        280","Edelstahl W.Nr. 1.4301",60,194.85,{"$f":"G179*(1-VLOOKUP(F179,Konditionen!$B:$D,3,0))","v":194.85}]
["Edelstahl","AGUV2A","AGUV2A300","Ausblasstutzen AGU V2A        300","Edelstahl W.Nr. 1.4301",60,194.85,{"$f":"G180*(1-VLOOKUP(F180,Konditionen!$B:$D,3,0))","v":194.85}]
["Edelstahl","AGUV2A","AGUV2A315","Ausblasstutzen AGU V2A        315","Edelstahl W.Nr. 1.4301",60,208.55,{"$f":"G181*(1-VLOOKUP(F181,Konditionen!$B:$D,3,0))","v":208.55}]
["Edelstahl","AGUV2A","AGUV2A355","Ausblasstutzen AGU V2A        355","Edelstahl W.Nr. 1.4301",60,211.3,{"$f":"G182*(1-VLOOKUP(F182,Konditionen!$B:$D,3,0))","v":211.3}]
["Edelstahl","AGUV2A","AGUV2A400","Ausblasstutzen AGU V2A        400","Edelstahl W.Nr. 1.4301",60,235.5,{"$f":"G183*(1-VLOOKUP(F183,Konditionen!$B:$D,3,0))","v":235.5}]
["Edelstahl","AGUV2A","AGUV2A450","Ausblasstutzen AGU V2A        450","Edelstahl W.Nr. 1.4301",60,268.05,{"$f":"G184*(1-VLOOKUP(F184,Konditionen!$B:$D,3,0))","v":268.05}]
["Edelstahl","AGUV2A","AGUV2A500","Ausblasstutzen AGU V2A        500","Edelstahl W.Nr. 1.4301",60,290.60000000000002,{"$f":"G185*(1-VLOOKUP(F185,Konditionen!$B:$D,3,0))","v":290.60000000000002}]
["Edelstahl","AGUV2A","AGUV2A560","Ausblasstutzen AGU V2A        560","Edelstahl W.Nr. 1.4301",60,466.15,{"$f":"G186*(1-VLOOKUP(F186,Konditionen!$B:$D,3,0))","v":466.15}]
["Edelstahl","AGUV2A","AGUV2A600","Ausblasstutzen AGU V2A        600","Edelstahl W.Nr. 1.4301",60,508.15,{"$f":"G187*(1-VLOOKUP(F187,Konditionen!$B:$D,3,0))","v":508.15}]
["Edelstahl","AGUV2A","AGUV2A630","Ausblasstutzen AGU V2A        630","Edelstahl W.Nr. 1.4301",60,538.75,{"$f":"G188*(1-VLOOKUP(F188,Konditionen!$B:$D,3,0))","v":538.75}]
["Edelstahl","AGUV2A","AGUV2A710","Ausblasstutzen AGU V2A        710","Edelstahl W.Nr. 1.4301",60,640.04999999999995,{"$f":"G189*(1-VLOOKUP(F189,Konditionen!$B:$D,3,0))","v":640.04999999999995}]
["Edelstahl","AGUV2A","AGUV2A800","Ausblasstutzen AGU V2A        800","Edelstahl W.Nr. 1.4301",60,734.1,{"$f":"G190*(1-VLOOKUP(F190,Konditionen!$B:$D,3,0))","v":734.1}]
["Edelstahl","AGUV2A","AGUV2A900","Ausblasstutzen AGU V2A        900","Edelstahl W.Nr. 1.4301",60,866.85,{"$f":"G191*(1-VLOOKUP(F191,Konditionen!$B:$D,3,0))","v":866.85}]
["Dachhauben","AGU","AGU100","Ausblasstutzen   AGU           100","",53,23.9,{"$f":"G192*(1-VLOOKUP(F192,Konditionen!$B:$D,3,0))","v":23.9}]
["Dachhauben","AGU","AGU1000","Ausblasstutzen   AGU          1000","",53,166.95,{"$f":"G193*(1-VLOOKUP(F193,Konditionen!$B:$D,3,0))","v":166.95}]
["Dachhauben","AGU","AGU112","Ausblasstutzen   AGU           112","",53,30.8,{"$f":"G194*(1-VLOOKUP(F194,Konditionen!$B:$D,3,0))","v":30.8}]
["Dachhauben","AGU","AGU1120","Ausblasstutzen   AGU          1120","",53,193.5,{"$f":"G195*(1-VLOOKUP(F195,Konditionen!$B:$D,3,0))","v":193.5}]
["Dachhauben","AGU","AGU125","Ausblasstutzen   AGU           125","",53,30.8,{"$f":"G196*(1-VLOOKUP(F196,Konditionen!$B:$D,3,0))","v":30.8}]
["Dachhauben","AGU","AGU1250","Ausblasstutzen   AGU          1250","",53,218.3,{"$f":"G197*(1-VLOOKUP(F197,Konditionen!$B:$D,3,0))","v":218.3}]
["Dachhauben","AGU","AGU140","Ausblasstutzen   AGU           140","",53,38.25,{"$f":"G198*(1-VLOOKUP(F198,Konditionen!$B:$D,3,0))","v":38.25}]
["Dachhauben","AGU","AGU150","Ausblasstutzen   AGU           150","",53,38.25,{"$f":"G199*(1-VLOOKUP(F199,Konditionen!$B:$D,3,0))","v":38.25}]
["Dachhauben","AGU","AGU160","Ausblasstutzen   AGU           160","",53,38.25,{"$f":"G200*(1-VLOOKUP(F200,Konditionen!$B:$D,3,0))","v":38.25}]
["Dachhauben","AGU","AGU180","Ausblasstutzen   AGU           180","",53,42.65,{"$f":"G201*(1-VLOOKUP(F201,Konditionen!$B:$D,3,0))","v":42.65}]
["Dachhauben","AGU","AGU200","Ausblasstutzen   AGU           200","",53,42.65,{"$f":"G202*(1-VLOOKUP(F202,Konditionen!$B:$D,3,0))","v":42.65}]
["Dachhauben","AGU","AGU224","Ausblasstutzen   AGU           224","",53,48.1,{"$f":"G203*(1-VLOOKUP(F203,Konditionen!$B:$D,3,0))","v":48.1}]
["Dachhauben","AGU","AGU250","Ausblasstutzen   AGU           250","",53,48.1,{"$f":"G204*(1-VLOOKUP(F204,Konditionen!$B:$D,3,0))","v":48.1}]
["Dachhauben","AGU","AGU280","Ausblasstutzen   AGU           280","",53,54.45,{"$f":"G205*(1-VLOOKUP(F205,Konditionen!$B:$D,3,0))","v":54.45}]
["Dachhauben","AGU","AGU300","Ausblasstutzen   AGU           300","",53,54.45,{"$f":"G206*(1-VLOOKUP(F206,Konditionen!$B:$D,3,0))","v":54.45}]
["Dachhauben","AGU","AGU315","Ausblasstutzen   AGU           315","",53,58.25,{"$f":"G207*(1-VLOOKUP(F207,Konditionen!$B:$D,3,0))","v":58.25}]
["Dachhauben","AGU","AGU355","Ausblasstutzen   AGU           355","",53,63.9,{"$f":"G208*(1-VLOOKUP(F208,Konditionen!$B:$D,3,0))","v":63.9}]
["Dachhauben","AGU","AGU400","Ausblasstutzen   AGU           400","",53,69.150000000000006,{"$f":"G209*(1-VLOOKUP(F209,Konditionen!$B:$D,3,0))","v":69.150000000000006}]
["Dachhauben","AGU","AGU450","Ausblasstutzen   AGU           450","",53,74.400000000000006,{"$f":"G210*(1-VLOOKUP(F210,Konditionen!$B:$D,3,0))","v":74.400000000000006}]
["Dachhauben","AGU","AGU500","Ausblasstutzen   AGU           500","",53,82.35,{"$f":"G211*(1-VLOOKUP(F211,Konditionen!$B:$D,3,0))","v":82.35}]
["Dachhauben","AGU","AGU560","Ausblasstutzen   AGU           560","",53,93,{"$f":"G212*(1-VLOOKUP(F212,Konditionen!$B:$D,3,0))","v":93}]
["Dachhauben","AGU","AGU600","Ausblasstutzen   AGU           600","",53,102.55,{"$f":"G213*(1-VLOOKUP(F213,Konditionen!$B:$D,3,0))","v":102.55}]
["Dachhauben","AGU","AGU630","Ausblasstutzen   AGU           630","",53,110.75,{"$f":"G214*(1-VLOOKUP(F214,Konditionen!$B:$D,3,0))","v":110.75}]
["Dachhauben","AGU","AGU710","Ausblasstutzen   AGU           710","",53,114.3,{"$f":"G215*(1-VLOOKUP(F215,Konditionen!$B:$D,3,0))","v":114.3}]
["Dachhauben","AGU","AGU80","Ausblasstutzen   AGU            80","",53,23.9,{"$f":"G216*(1-VLOOKUP(F216,Konditionen!$B:$D,3,0))","v":23.9}]
["Dachhauben","AGU","AGU800","Ausblasstutzen   AGU           800","",53,125.9,{"$f":"G217*(1-VLOOKUP(F217,Konditionen!$B:$D,3,0))","v":125.9}]
["Dachhauben","AGU","AGU900","Ausblasstutzen   AGU           900","",53,139.19999999999999,{"$f":"G218*(1-VLOOKUP(F218,Konditionen!$B:$D,3,0))","v":139.19999999999999}]
["Luftdurchlässe","AIRYBP","AIRYBP100","AIRY-BP-100 Luftlenkeinsatz schwarz","aus EPDM-Gummi",70,7.6,{"$f":"G219*(1-VLOOKUP(F219,Konditionen!$B:$D,3,0))","v":7.6}]
["Luftdurchlässe","AIRYBP","AIRYBP125","AIRY-BP-125 Luftlenkeinsatz schwarz","aus EPDM-Gummi",70,9.5,{"$f":"G220*(1-VLOOKUP(F220,Konditionen!$B:$D,3,0))","v":9.5}]
["Luftdurchlässe","AIRYBP","AIRYBP160","AIRY-BP-160 Luftlenkeinsatz schwarz","aus EPDM-Gummi",70,12.9,{"$f":"G221*(1-VLOOKUP(F221,Konditionen!$B:$D,3,0))","v":12.9}]
["Luftdurchlässe","AIRYB","AIRYB1009003","AIRYB Ventilgrundkörper Body 100","Zu- und Abluft             RAL 9003",70,35,{"$f":"G222*(1-VLOOKUP(F222,Konditionen!$B:$D,3,0))","v":35}]
["Luftdurchlässe","AIRYB","AIRYB1009010","AIRYB Ventilgrundkörper Body 100","Zu- und Abluft             RAL 9010",70,35,{"$f":"G223*(1-VLOOKUP(F223,Konditionen!$B:$D,3,0))","v":35}]
["Luftdurchlässe","AIRYB","AIRYB1259003","AIRYB Ventilgrundkörper Body 125","Zu- und Abluft             RAL 9003",70,37.9,{"$f":"G224*(1-VLOOKUP(F224,Konditionen!$B:$D,3,0))","v":37.9}]
["Luftdurchlässe","AIRYB","AIRYB1259010","AIRYB Ventilgrundkörper Body 125","Zu- und Abluft             RAL 9010",70,37.9,{"$f":"G225*(1-VLOOKUP(F225,Konditionen!$B:$D,3,0))","v":37.9}]
["Luftdurchlässe","AIRYB","AIRYB1609003","AIRYB Ventilgrundkörper Body 160","Zu- und Abluft             RAL 9003",70,43.45,{"$f":"G226*(1-VLOOKUP(F226,Konditionen!$B:$D,3,0))","v":43.45}]
["Luftdurchlässe","AIRYB","AIRYB1609010","AIRYB Ventilgrundkörper Body 160","Zu- und Abluft             RAL 9010",70,43.45,{"$f":"G227*(1-VLOOKUP(F227,Konditionen!$B:$D,3,0))","v":43.45}]
["Luftdurchlässe","AIRYFP","AIRYFP100V2ABOW","AIRY Frontplatte 100 - V2A","rechteckig gerundeten Ecken - BOW",70,25.15,{"$f":"G228*(1-VLOOKUP(F228,Konditionen!$B:$D,3,0))","v":25.15}]
["Luftdurchlässe","AIRYFP","AIRYFP100V2AELL","AIRY Frontplatte 100 - V2A","elliptisch - ELLI",70,25.15,{"$f":"G229*(1-VLOOKUP(F229,Konditionen!$B:$D,3,0))","v":25.15}]
["Luftdurchlässe","AIRYFP","AIRYFP100V2AREC","AIRY Frontplatte 100 - V2A","rechteckig - RECT",70,25.15,{"$f":"G230*(1-VLOOKUP(F230,Konditionen!$B:$D,3,0))","v":25.15}]
["Luftdurchlässe","AIRYFP","AIRYFP100V2AROU","AIRY Frontplatte 100 - V2A","kreisrund - ROUN",70,25.15,{"$f":"G231*(1-VLOOKUP(F231,Konditionen!$B:$D,3,0))","v":25.15}]
["Luftdurchlässe","AIRYFP","AIRYFP100V2ASQU","AIRY Frontplatte 100 - V2A","quadratisch - SQUA",70,25.15,{"$f":"G232*(1-VLOOKUP(F232,Konditionen!$B:$D,3,0))","v":25.15}]
["Luftdurchlässe","AIRYFP","AIRYFP1009003BOW","AIRY Frontplatte 100    RAL 9003","rechteckig gerundeten Ecken - BOW",70,15.7,{"$f":"G233*(1-VLOOKUP(F233,Konditionen!$B:$D,3,0))","v":15.7}]
["Luftdurchlässe","AIRYFP","AIRYFP1009003ELL","AIRY Frontplatte 100    RAL 9003","elliptisch - ELLI",70,15.7,{"$f":"G234*(1-VLOOKUP(F234,Konditionen!$B:$D,3,0))","v":15.7}]
["Luftdurchlässe","AIRYFP","AIRYFP1009003REC","AIRY Frontplatte 100    RAL 9003","rechteckig - RECT",70,15.7,{"$f":"G235*(1-VLOOKUP(F235,Konditionen!$B:$D,3,0))","v":15.7}]
["Luftdurchlässe","AIRYFP","AIRYFP1009003ROU","AIRY Frontplatte 100    RAL 9003","kreisrund - ROUN",70,15.7,{"$f":"G236*(1-VLOOKUP(F236,Konditionen!$B:$D,3,0))","v":15.7}]
["Luftdurchlässe","AIRYFP","AIRYFP1009003SQU","AIRY Frontplatte 100    RAL 9003","quadratisch - SQUA",70,15.7,{"$f":"G237*(1-VLOOKUP(F237,Konditionen!$B:$D,3,0))","v":15.7}]
["Luftdurchlässe","AIRYFP","AIRYFP1009010BOW","AIRY Frontplatte 100    RAL 9010","rechteckig gerundeten Ecken - BOW",70,15.7,{"$f":"G238*(1-VLOOKUP(F238,Konditionen!$B:$D,3,0))","v":15.7}]
["Luftdurchlässe","AIRYFP","AIRYFP1009010ELL","AIRY Frontplatte 100    RAL 9010","elliptisch - ELLI",70,15.7,{"$f":"G239*(1-VLOOKUP(F239,Konditionen!$B:$D,3,0))","v":15.7}]
["Luftdurchlässe","AIRYFP","AIRYFP1009010REC","AIRY Frontplatte 100    RAL 9010","rechteckig - RECT",70,15.7,{"$f":"G240*(1-VLOOKUP(F240,Konditionen!$B:$D,3,0))","v":15.7}]
["Luftdurchlässe","AIRYFP","AIRYFP1009010ROU","AIRY Frontplatte 100    RAL 9010","kreisrund - ROUN",70,15.7,{"$f":"G241*(1-VLOOKUP(F241,Konditionen!$B:$D,3,0))","v":15.7}]
["Luftdurchlässe","AIRYFP","AIRYFP1009010SQU","AIRY Frontplatte 100    RAL 9010","quadratisch - SQUA",70,15.7,{"$f":"G242*(1-VLOOKUP(F242,Konditionen!$B:$D,3,0))","v":15.7}]
["Luftdurchlässe","AIRYFP","AIRYFP125V2ABOW","AIRY Frontplatte 125 - V2A","rechteckig gerundeten Ecken - BOW",70,27.95,{"$f":"G243*(1-VLOOKUP(F243,Konditionen!$B:$D,3,0))","v":27.95}]
["Luftdurchlässe","AIRYFP","AIRYFP125V2AELL","AIRY Frontplatte 125 - V2A","elliptisch - ELLI",70,27.95,{"$f":"G244*(1-VLOOKUP(F244,Konditionen!$B:$D,3,0))","v":27.95}]
["Luftdurchlässe","AIRYFP","AIRYFP125V2AREC","AIRY Frontplatte 125 - V2A","rechteckig - RECT",70,27.95,{"$f":"G245*(1-VLOOKUP(F245,Konditionen!$B:$D,3,0))","v":27.95}]
["Luftdurchlässe","AIRYFP","AIRYFP125V2AROU","AIRY Frontplatte 125 - V2A","kreisrund - ROUN",70,27.95,{"$f":"G246*(1-VLOOKUP(F246,Konditionen!$B:$D,3,0))","v":27.95}]
["Luftdurchlässe","AIRYFP","AIRYFP125V2ASQU","AIRY Frontplatte 125 - V2A","quadratisch - SQUA",70,27.95,{"$f":"G247*(1-VLOOKUP(F247,Konditionen!$B:$D,3,0))","v":27.95}]
["Luftdurchlässe","AIRYFP","AIRYFP1259003BOW","AIRY Frontplatte 125    RAL 9003","rechteckig gerundeten Ecken - BOW",70,17.5,{"$f":"G248*(1-VLOOKUP(F248,Konditionen!$B:$D,3,0))","v":17.5}]
["Luftdurchlässe","AIRYFP","AIRYFP1259003ELL","AIRY Frontplatte 125    RAL 9003","elliptisch - ELLI",70,17.5,{"$f":"G249*(1-VLOOKUP(F249,Konditionen!$B:$D,3,0))","v":17.5}]
["Luftdurchlässe","AIRYFP","AIRYFP1259003REC","AIRY Frontplatte 125    RAL 9003","rechteckig - RECT",70,17.5,{"$f":"G250*(1-VLOOKUP(F250,Konditionen!$B:$D,3,0))","v":17.5}]
["Luftdurchlässe","AIRYFP","AIRYFP1259003ROU","AIRY Frontplatte 125    RAL 9003","kreisrund - ROUN",70,17.5,{"$f":"G251*(1-VLOOKUP(F251,Konditionen!$B:$D,3,0))","v":17.5}]
["Luftdurchlässe","AIRYFP","AIRYFP1259003SQU","AIRY Frontplatte 125    RAL 9003","quadratisch - SQUA",70,17.5,{"$f":"G252*(1-VLOOKUP(F252,Konditionen!$B:$D,3,0))","v":17.5}]
["Luftdurchlässe","AIRYFP","AIRYFP1259010BOW","AIRY Frontplatte 125    RAL 9010","rechteckig gerundeten Ecken - BOW",70,17.5,{"$f":"G253*(1-VLOOKUP(F253,Konditionen!$B:$D,3,0))","v":17.5}]
["Luftdurchlässe","AIRYFP","AIRYFP1259010ELL","AIRY Frontplatte 125    RAL 9010","elliptisch - ELLI",70,17.5,{"$f":"G254*(1-VLOOKUP(F254,Konditionen!$B:$D,3,0))","v":17.5}]
["Luftdurchlässe","AIRYFP","AIRYFP1259010REC","AIRY Frontplatte 125    RAL 9010","rechteckig - RECT",70,17.5,{"$f":"G255*(1-VLOOKUP(F255,Konditionen!$B:$D,3,0))","v":17.5}]
["Luftdurchlässe","AIRYFP","AIRYFP1259010ROU","AIRY Frontplatte 125    RAL 9010","kreisrund - ROUN",70,17.5,{"$f":"G256*(1-VLOOKUP(F256,Konditionen!$B:$D,3,0))","v":17.5}]
["Luftdurchlässe","AIRYFP","AIRYFP1259010SQU","AIRY Frontplatte 125    RAL 9010","quadratisch - SQUA",70,17.5,{"$f":"G257*(1-VLOOKUP(F257,Konditionen!$B:$D,3,0))","v":17.5}]
["Luftdurchlässe","AIRYFP","AIRYFP160V2ABOW","AIRY Frontplatte 160 - V2A","rechteckig gerundeten Ecken - BOW",70,31.2,{"$f":"G258*(1-VLOOKUP(F258,Konditionen!$B:$D,3,0))","v":31.2}]
["Luftdurchlässe","AIRYFP","AIRYFP160V2AELL","AIRY Frontplatte 160 - V2A","elliptisch - ELLI",70,31.2,{"$f":"G259*(1-VLOOKUP(F259,Konditionen!$B:$D,3,0))","v":31.2}]
["Luftdurchlässe","AIRYFP","AIRYFP160V2AREC","AIRY Frontplatte 160 - V2A","rechteckig - RECT",70,31.2,{"$f":"G260*(1-VLOOKUP(F260,Konditionen!$B:$D,3,0))","v":31.2}]
["Luftdurchlässe","AIRYFP","AIRYFP160V2AROU","AIRY Frontplatte 160 - V2A","kreisrund - ROUN",70,31.2,{"$f":"G261*(1-VLOOKUP(F261,Konditionen!$B:$D,3,0))","v":31.2}]
["Luftdurchlässe","AIRYFP","AIRYFP160V2ASQU","AIRY Frontplatte 160 - V2A","quadratisch - SQUA",70,31.2,{"$f":"G262*(1-VLOOKUP(F262,Konditionen!$B:$D,3,0))","v":31.2}]
["Luftdurchlässe","AIRYFP","AIRYFP1609003BOW","AIRY Frontplatte 160    RAL 9003","rechteckig gerundeten Ecken - BOW",70,19.5,{"$f":"G263*(1-VLOOKUP(F263,Konditionen!$B:$D,3,0))","v":19.5}]
["Luftdurchlässe","AIRYFP","AIRYFP1609003ELL","AIRY Frontplatte 160    RAL 9003","elliptisch - ELLI",70,19.5,{"$f":"G264*(1-VLOOKUP(F264,Konditionen!$B:$D,3,0))","v":19.5}]
["Luftdurchlässe","AIRYFP","AIRYFP1609003REC","AIRY Frontplatte 160    RAL 9003","rechteckig - RECT",70,19.5,{"$f":"G265*(1-VLOOKUP(F265,Konditionen!$B:$D,3,0))","v":19.5}]
["Luftdurchlässe","AIRYFP","AIRYFP1609003ROU","AIRY Frontplatte 160    RAL 9003","kreisrund - ROUN",70,19.5,{"$f":"G266*(1-VLOOKUP(F266,Konditionen!$B:$D,3,0))","v":19.5}]
["Luftdurchlässe","AIRYFP","AIRYFP1609003SQU","AIRY Frontplatte 160    RAL 9003","quadratisch - SQUA",70,19.5,{"$f":"G267*(1-VLOOKUP(F267,Konditionen!$B:$D,3,0))","v":19.5}]
["Luftdurchlässe","AIRYFP","AIRYFP1609010BOW","AIRY Frontplatte 160    RAL 9010","rechteckig gerundeten Ecken - BOW",70,19.5,{"$f":"G268*(1-VLOOKUP(F268,Konditionen!$B:$D,3,0))","v":19.5}]
["Luftdurchlässe","AIRYFP","AIRYFP1609010ELL","AIRY Frontplatte 160    RAL 9010","elliptisch - ELLI",70,19.5,{"$f":"G269*(1-VLOOKUP(F269,Konditionen!$B:$D,3,0))","v":19.5}]
["Luftdurchlässe","AIRYFP","AIRYFP1609010REC","AIRY Frontplatte 160    RAL 9010","rechteckig - RECT",70,19.5,{"$f":"G270*(1-VLOOKUP(F270,Konditionen!$B:$D,3,0))","v":19.5}]
["Luftdurchlässe","AIRYFP","AIRYFP1609010ROU","AIRY Frontplatte 160    RAL 9010","kreisrund - ROUN",70,19.5,{"$f":"G271*(1-VLOOKUP(F271,Konditionen!$B:$D,3,0))","v":19.5}]
["Luftdurchlässe","AIRYFP","AIRYFP1609010SQU","AIRY Frontplatte 160    RAL 9010","quadratisch - SQUA",70,19.5,{"$f":"G272*(1-VLOOKUP(F272,Konditionen!$B:$D,3,0))","v":19.5}]
["Diverse","ALUBAND","ALUBAND100","Alu-Klebeband 930 SE B1 100mm","100 Mtr./Rolle","Netto",20.75,{"$f":"G273*(1-VLOOKUP(F273,Konditionen!$B:$D,3,0))","v":20.75}]
["Diverse","ALUBAND","ALUBAND50","Alu-Klebeband 930 SE B1 50mm","100 Mtr./Rolle","Netto",10.6,{"$f":"G274*(1-VLOOKUP(F274,Konditionen!$B:$D,3,0))","v":10.6}]
["Diverse","ALUBAND","ALUBAND75","Alu-Klebeband 930 SE B1 75mm","100 Mtr./Rolle","Netto",15.6,{"$f":"G275*(1-VLOOKUP(F275,Konditionen!$B:$D,3,0))","v":15.6}]
["Diverse","ARMATAPE","ARMATAPE","Kautschuk TAPE-B1 15mx50mmx3mm","Band selbstklebend","Netto",14.05,{"$f":"G276*(1-VLOOKUP(F276,Konditionen!$B:$D,3,0))","v":14.05}]
["Diverse","ASB","ASB7050","Kaltschrumpfband ASB70.50 15m/50mm","Bei Kartonabnahme=24Rol. 15,22/Rol.","Netto",18.350000000000001,{"$f":"G277*(1-VLOOKUP(F277,Konditionen!$B:$D,3,0))","v":18.350000000000001}]
["Diverse","ASBVPE","ASB7050VPE","Kaltschrumpfband ASB70.50 VPE","### nur Preislisten-Funktion ###","Netto",382.65,{"$f":"G278*(1-VLOOKUP(F278,Konditionen!$B:$D,3,0))","v":382.65}]
["Diverse","ASB","ASB7075","Kaltschrumpfband ASB70.75 15m/75mm","Bei Kartonabnahme=16Rol. 23,17/Rol.","Netto",27.85,{"$f":"G279*(1-VLOOKUP(F279,Konditionen!$B:$D,3,0))","v":27.85}]
["Diverse","ASBVPE","ASB7075VPE","Kaltschrumpfband ASB70.75 15m/75mm","### nur Preislisten-Funktion ###","Netto",388.3,{"$f":"G280*(1-VLOOKUP(F280,Konditionen!$B:$D,3,0))","v":388.3}]
["Ventilatoren","ASF","ASF200KB","ASF 200KB Flex. Verb.stutzen","DN 200, Stahlbl. verz. u.","Netto",42.35,{"$f":"G281*(1-VLOOKUP(F281,Konditionen!$B:$D,3,0))","v":42.35}]
["Ventilatoren","ASF","ASF225KB","ASF 225KB Flex. Verb.stutzen","DN 225, Stahlbl. verz. u.","Netto",37.4,{"$f":"G282*(1-VLOOKUP(F282,Konditionen!$B:$D,3,0))","v":37.4}]
["Ventilatoren","ASF","ASF250KB","ASF 250KB Flex. Verb.stutzen","DN 250, Stahlbl. verz. u.","Netto",41.35,{"$f":"G283*(1-VLOOKUP(F283,Konditionen!$B:$D,3,0))","v":41.35}]
["Ventilatoren","ASF","ASF280KB","ASF 280KB Flex. Verb.stutzen","DN 280, Stahlbl. verz. u.","Netto",37.4,{"$f":"G284*(1-VLOOKUP(F284,Konditionen!$B:$D,3,0))","v":37.4}]
["Ventilatoren","ASF","ASF315KB","ASF 315KB Flex. Verb.stutzen","DN 315, Stahlbl. verz. u.","Netto",52.2,{"$f":"G285*(1-VLOOKUP(F285,Konditionen!$B:$D,3,0))","v":52.2}]
["Ventilatoren","ASF","ASF355KB","ASF 355KB Flex. Verb.stutzen","DN 355, Stahlbl. verz. u.","Netto",61.05,{"$f":"G286*(1-VLOOKUP(F286,Konditionen!$B:$D,3,0))","v":61.05}]
["Diverse","AUFVA","AUFVA","Umrüstkosten für SRVA/Alu-Rohre","netto je Durchmesser","Netto",76.349999999999994,{"$f":"G287*(1-VLOOKUP(F287,Konditionen!$B:$D,3,0))","v":76.349999999999994}]
["Ventilatoren","AVK","AVK100","Aussen-Verschlussklappe AVK 100","Kunststoff, selbsttätig","Netto",4.3,{"$f":"G288*(1-VLOOKUP(F288,Konditionen!$B:$D,3,0))","v":4.3}]
["Ventilatoren","AVK","AVK125","Aussen-Verschlussklappe AVK 125","Kunststoff, selbsttätig","Netto",6.75,{"$f":"G289*(1-VLOOKUP(F289,Konditionen!$B:$D,3,0))","v":6.75}]
["Ventilatoren","AVK","AVK160","Aussen-Verschlussklappe AVK 160","Kunststoff, selbsttätig","Netto",15.7,{"$f":"G290*(1-VLOOKUP(F290,Konditionen!$B:$D,3,0))","v":15.7}]
["Ventilatoren","AVK","AVK200","Aussen-Verschlussklappe AVK 200","Kunststoff, selbsttätig","Netto",19.25,{"$f":"G291*(1-VLOOKUP(F291,Konditionen!$B:$D,3,0))","v":19.25}]
["Ventilatoren","AVK","AVK250","Aussen-Verschlussklappe AVK 250","Kunststoff, selbsttätig","Netto",20,{"$f":"G292*(1-VLOOKUP(F292,Konditionen!$B:$D,3,0))","v":20}]
["Ventilatoren","AVK","AVK315","Aussen-Verschlussklappe AVK 315","Kunststoff, selbsttätig","Netto",21.4,{"$f":"G293*(1-VLOOKUP(F293,Konditionen!$B:$D,3,0))","v":21.4}]
["Ventilatoren","AVK","AVK355","Aussen-Verschlussklappe AVK 355","Kunststoff, selbsttätig","Netto",22.9,{"$f":"G294*(1-VLOOKUP(F294,Konditionen!$B:$D,3,0))","v":22.9}]
["Ventilatoren","AVK","AVK400","Aussen-Verschlussklappe AVK 400","Kunststoff, selbsttätig","Netto",24.15,{"$f":"G295*(1-VLOOKUP(F295,Konditionen!$B:$D,3,0))","v":24.15}]
["Ventilatoren","AVK","AVK450","Aussen-Verschlussklappe AVK 450","Kunststoff, selbsttätig","Netto",33.700000000000003,{"$f":"G296*(1-VLOOKUP(F296,Konditionen!$B:$D,3,0))","v":33.700000000000003}]
["Ventilatoren","AVK","AVK500","Aussen-Verschlussklappe AVK 500","Kunststoff, selbsttätig","Netto",39.85,{"$f":"G297*(1-VLOOKUP(F297,Konditionen!$B:$D,3,0))","v":39.85}]
["Ventilatoren","AVK","AVK630","Aussen-Verschlussklappe AVK 630","Kunststoff, selbsttätig","Netto",96.15,{"$f":"G298*(1-VLOOKUP(F298,Konditionen!$B:$D,3,0))","v":96.15}]
["Ventilatoren","AVK","AVK710","Aussen-Verschlussklappe AVK 710","Kunststoff, selbsttätig","Netto",165.4,{"$f":"G299*(1-VLOOKUP(F299,Konditionen!$B:$D,3,0))","v":165.4}]
["Ventilatoren","AVK","AVK800","Aussen-Verschlussklappe AVK 800","Kunststoff, selbsttätig","Netto",216.3,{"$f":"G300*(1-VLOOKUP(F300,Konditionen!$B:$D,3,0))","v":216.3}]
["Ventilatoren","AVK","AVK900","Aussen-Verschlussklappe AVK 900","Kunststoff, selbsttätig","Netto",276.45,{"$f":"G301*(1-VLOOKUP(F301,Konditionen!$B:$D,3,0))","v":276.45}]
["Brandschutz","AVR","AVRDN100","AVR DN 100 Decken- und Wandschott","Brandschott DN 100-Ø 134 mm,L208 mm",8006,85.2,{"$f":"G302*(1-VLOOKUP(F302,Konditionen!$B:$D,3,0))","v":85.2}]
["Brandschutz","AVR","AVRDN125","AVR DN 125 Decken- und Wandschott","Brandschott DN 125-Ø 159 mm,L221 mm",8006,103.41,{"$f":"G303*(1-VLOOKUP(F303,Konditionen!$B:$D,3,0))","v":103.41}]
["Brandschutz","AVR","AVRDN140","AVR DN 140 Decken- und Wandschott","Brandschott DN 140-Ø 174 mm,L228 mm",8006,121.01,{"$f":"G304*(1-VLOOKUP(F304,Konditionen!$B:$D,3,0))","v":121.01}]
["Brandschutz","AVR","AVRDN150","AVR DN 150 Decken- und Wandschott","Brandschott DN 150-Ø 198 mm,L238 mm",8006,134.80000000000001,{"$f":"G305*(1-VLOOKUP(F305,Konditionen!$B:$D,3,0))","v":134.80000000000001}]
["Brandschutz","AVR","AVRDN160","AVR DN 160 Decken- und Wandschott","Brandschott DN 160-Ø 198 mm,L238 mm",8006,134.80000000000001,{"$f":"G306*(1-VLOOKUP(F306,Konditionen!$B:$D,3,0))","v":134.80000000000001}]
["Brandschutz","AVR","AVRDN180","AVR DN 180 Decken- und Wandschott","Brandschott DN 180-Ø 218 mm,L248 mm",8006,165.05,{"$f":"G307*(1-VLOOKUP(F307,Konditionen!$B:$D,3,0))","v":165.05}]
["Brandschutz","AVR","AVRDN200","AVR DN 200 Decken- und Wandschott","Brandschott DN 200-Ø 238 mm,L258 mm",8006,183.68,{"$f":"G308*(1-VLOOKUP(F308,Konditionen!$B:$D,3,0))","v":183.68}]
["Brandschutz","AVR","AVRDN80","AVR DN 80 Decken- und Wandschott","Brandschott DN 80-Ø 114 mm,L 198 mm",8006,85.2,{"$f":"G309*(1-VLOOKUP(F309,Konditionen!$B:$D,3,0))","v":85.2}]
["Edelstahl","AVUV2A","AVUV2A100","Ausblasstutzen   AVU V2A       100","Edelstahl W.Nr. 1.4301",60,229.2,{"$f":"G310*(1-VLOOKUP(F310,Konditionen!$B:$D,3,0))","v":229.2}]
["Edelstahl","AVUV2A","AVUV2A112","Ausblasstutzen   AVU V2A       112","Edelstahl W.Nr. 1.4301",60,237.25,{"$f":"G311*(1-VLOOKUP(F311,Konditionen!$B:$D,3,0))","v":237.25}]
["Edelstahl","AVUV2A","AVUV2A125","Ausblasstutzen   AVU V2A       125","Edelstahl W.Nr. 1.4301",60,237.25,{"$f":"G312*(1-VLOOKUP(F312,Konditionen!$B:$D,3,0))","v":237.25}]
["Edelstahl","AVUV2A","AVUV2A140","Ausblasstutzen   AVU V2A       140","Edelstahl W.Nr. 1.4301",60,261.35000000000002,{"$f":"G313*(1-VLOOKUP(F313,Konditionen!$B:$D,3,0))","v":261.35000000000002}]
["Edelstahl","AVUV2A","AVUV2A150","Ausblasstutzen   AVU V2A      150","Edelstahl W.Nr. 1.4301",60,261.35000000000002,{"$f":"G314*(1-VLOOKUP(F314,Konditionen!$B:$D,3,0))","v":261.35000000000002}]
["Edelstahl","AVUV2A","AVUV2A160","Ausblasstutzen   AVU V2A       160","Edelstahl W.Nr. 1.4301",60,261.35000000000002,{"$f":"G315*(1-VLOOKUP(F315,Konditionen!$B:$D,3,0))","v":261.35000000000002}]
["Edelstahl","AVUV2A","AVUV2A180","Ausblasstutzen   AVU V2A       180","Edelstahl W.Nr. 1.4301",60,306.8,{"$f":"G316*(1-VLOOKUP(F316,Konditionen!$B:$D,3,0))","v":306.8}]
["Edelstahl","AVUV2A","AVUV2A200","Ausblasstutzen   AVU V2A       200","Edelstahl W.Nr.1.4301",60,306.8,{"$f":"G317*(1-VLOOKUP(F317,Konditionen!$B:$D,3,0))","v":306.8}]
["Edelstahl","AVUV2A","AVUV2A224","Ausblasstutzen   AVU V2A       224","Edelstahl W.Nr. 1.4301",60,388.65,{"$f":"G318*(1-VLOOKUP(F318,Konditionen!$B:$D,3,0))","v":388.65}]
["Edelstahl","AVUV2A","AVUV2A250","Ausblasstutzen   AVU V2A       250","Edelstahl W.Nr. 1.4301",60,388.65,{"$f":"G319*(1-VLOOKUP(F319,Konditionen!$B:$D,3,0))","v":388.65}]
["Edelstahl","AVUV2A","AVUV2A280","Ausblasstutzen   AVU V2A       280","Edelstahl W.Nr. 1.4301",60,471.9,{"$f":"G320*(1-VLOOKUP(F320,Konditionen!$B:$D,3,0))","v":471.9}]
["Edelstahl","AVUV2A","AVUV2A300","Ausblasstutzen   AVU V2A       300","Edelstahl W.Nr. 1.4301",60,471.9,{"$f":"G321*(1-VLOOKUP(F321,Konditionen!$B:$D,3,0))","v":471.9}]
["Edelstahl","AVUV2A","AVUV2A315","Ausblasstutzen   AVU V2A       315","Edelstahl W.Nr. 1.4301",60,538.54999999999995,{"$f":"G322*(1-VLOOKUP(F322,Konditionen!$B:$D,3,0))","v":538.54999999999995}]
["Edelstahl","AVUV2A","AVUV2A355","Ausblasstutzen   AVU V2A       355","Edelstahl W.Nr. 1.4301",60,575.9,{"$f":"G323*(1-VLOOKUP(F323,Konditionen!$B:$D,3,0))","v":575.9}]
["Edelstahl","AVUV2A","AVUV2A400","Ausblasstutzen   AVU V2A       400","Edelstahl W.Nr. 1.4301",60,637.1,{"$f":"G324*(1-VLOOKUP(F324,Konditionen!$B:$D,3,0))","v":637.1}]
["Edelstahl","AVUV2A","AVUV2A450","Ausblasstutzen   AVU V2A       450","Edelstahl W.Nr. 1.4301",60,713.7,{"$f":"G325*(1-VLOOKUP(F325,Konditionen!$B:$D,3,0))","v":713.7}]
["Edelstahl","AVUV2A","AVUV2A500","Ausblasstutzen   AVU V2A       500","Edelstahl W.Nr. 1.4301",60,815.7,{"$f":"G326*(1-VLOOKUP(F326,Konditionen!$B:$D,3,0))","v":815.7}]
["Edelstahl","AVUV2A","AVUV2A560","Ausblasstutzen   AVU V2A       560","Edelstahl W.Nr. 1.4301",60,1043,{"$f":"G327*(1-VLOOKUP(F327,Konditionen!$B:$D,3,0))","v":1043}]
["Edelstahl","AVUV2A","AVUV2A600","Ausblasstutzen   AVU V2A       600","Edelstahl W.Nr. 1.4301",60,1242,{"$f":"G328*(1-VLOOKUP(F328,Konditionen!$B:$D,3,0))","v":1242}]
["Edelstahl","AVUV2A","AVUV2A630","Ausblasstutzen   AVU V2A      630","Edelstahl W.Nr. 1.4301",60,1431,{"$f":"G329*(1-VLOOKUP(F329,Konditionen!$B:$D,3,0))","v":1431}]
["Edelstahl","AVUV2A","AVUV2A710","Ausblasstutzen   AVU V2A       710","Edelstahl W.Nr. 1.4301",60,1745,{"$f":"G330*(1-VLOOKUP(F330,Konditionen!$B:$D,3,0))","v":1745}]
["Edelstahl","AVUV2A","AVUV2A800","Ausblasstutzen   AVU V2A       800","Edelstahl W.Nr. 1.4301",60,1979,{"$f":"G331*(1-VLOOKUP(F331,Konditionen!$B:$D,3,0))","v":1979}]
["Edelstahl","AVUV2A","AVUV2A900","Ausblasstutzen   AVU V2A       900","Edelstahl W.Nr. 1.4301",60,2348,{"$f":"G332*(1-VLOOKUP(F332,Konditionen!$B:$D,3,0))","v":2348}]
["Dachhauben","AVU","AVU100","Ausblasstutzen   AVU           100","",53,42.85,{"$f":"G333*(1-VLOOKUP(F333,Konditionen!$B:$D,3,0))","v":42.85}]
["Dachhauben","AVU","AVU1000","Ausblasstutzen   AVU          1000","",53,446.55,{"$f":"G334*(1-VLOOKUP(F334,Konditionen!$B:$D,3,0))","v":446.55}]
["Dachhauben","AVU","AVU1120","Ausblasstutzen   AVU          1120","",53,561.70000000000005,{"$f":"G335*(1-VLOOKUP(F335,Konditionen!$B:$D,3,0))","v":561.70000000000005}]
["Dachhauben","AVU","AVU125","Ausblasstutzen   AVU           125","",53,42.85,{"$f":"G336*(1-VLOOKUP(F336,Konditionen!$B:$D,3,0))","v":42.85}]
["Dachhauben","AVU","AVU1250","Ausblasstutzen   AVU          1250","",53,699.65,{"$f":"G337*(1-VLOOKUP(F337,Konditionen!$B:$D,3,0))","v":699.65}]
["Dachhauben","AVU","AVU140","Ausblasstutzen   AVU           140","",53,49.45,{"$f":"G338*(1-VLOOKUP(F338,Konditionen!$B:$D,3,0))","v":49.45}]
["Dachhauben","AVU","AVU150","Ausblasstutzen   AVU           150","",53,49.45,{"$f":"G339*(1-VLOOKUP(F339,Konditionen!$B:$D,3,0))","v":49.45}]
["Dachhauben","AVU","AVU160","Ausblasstutzen   AVU           160","",53,49.45,{"$f":"G340*(1-VLOOKUP(F340,Konditionen!$B:$D,3,0))","v":49.45}]
["Dachhauben","AVU","AVU180","Ausblasstutzen   AVU          180","",53,54.9,{"$f":"G341*(1-VLOOKUP(F341,Konditionen!$B:$D,3,0))","v":54.9}]
["Dachhauben","AVU","AVU200","Ausblasstutzen   AVU           200","",53,54.9,{"$f":"G342*(1-VLOOKUP(F342,Konditionen!$B:$D,3,0))","v":54.9}]
["Dachhauben","AVU","AVU224","Ausblasstutzen   AVU           224","",53,68.599999999999994,{"$f":"G343*(1-VLOOKUP(F343,Konditionen!$B:$D,3,0))","v":68.599999999999994}]
["Dachhauben","AVU","AVU250","Ausblasstutzen   AVU           250","",53,68.599999999999994,{"$f":"G344*(1-VLOOKUP(F344,Konditionen!$B:$D,3,0))","v":68.599999999999994}]
["Dachhauben","AVU","AVU280","Ausblasstutzen   AVU           280","",53,81.3,{"$f":"G345*(1-VLOOKUP(F345,Konditionen!$B:$D,3,0))","v":81.3}]
["Dachhauben","AVU","AVU300","Ausblasstutzen   AVU           300","",53,81.3,{"$f":"G346*(1-VLOOKUP(F346,Konditionen!$B:$D,3,0))","v":81.3}]
["Dachhauben","AVU","AVU315","Ausblasstutzen   AVU           315","",53,88.85,{"$f":"G347*(1-VLOOKUP(F347,Konditionen!$B:$D,3,0))","v":88.85}]
["Dachhauben","AVU","AVU355","Ausblasstutzen   AVU           355","",53,98.25,{"$f":"G348*(1-VLOOKUP(F348,Konditionen!$B:$D,3,0))","v":98.25}]
["Dachhauben","AVU","AVU400","Ausblasstutzen   AVU           400","",53,109.45,{"$f":"G349*(1-VLOOKUP(F349,Konditionen!$B:$D,3,0))","v":109.45}]
["Dachhauben","AVU","AVU450","Ausblasstutzen   AVU           450","",53,124.85,{"$f":"G350*(1-VLOOKUP(F350,Konditionen!$B:$D,3,0))","v":124.85}]
["Dachhauben","AVU","AVU500","Ausblasstutzen   AVU           500","",53,139.30000000000001,{"$f":"G351*(1-VLOOKUP(F351,Konditionen!$B:$D,3,0))","v":139.30000000000001}]
["Dachhauben","AVU","AVU560","Ausblasstutzen   AVU           560","",53,167.6,{"$f":"G352*(1-VLOOKUP(F352,Konditionen!$B:$D,3,0))","v":167.6}]
["Dachhauben","AVU","AVU600","Ausblasstutzen   AVU           600","",53,190.35,{"$f":"G353*(1-VLOOKUP(F353,Konditionen!$B:$D,3,0))","v":190.35}]
["Dachhauben","AVU","AVU630","Ausblasstutzen   AVU           630","",53,223.85,{"$f":"G354*(1-VLOOKUP(F354,Konditionen!$B:$D,3,0))","v":223.85}]
["Dachhauben","AVU","AVU710","Ausblasstutzen   AVU           710","",53,263.25,{"$f":"G355*(1-VLOOKUP(F355,Konditionen!$B:$D,3,0))","v":263.25}]
["Dachhauben","AVU","AVU80","Ausblasstutzen   AVU            80","",53,40.35,{"$f":"G356*(1-VLOOKUP(F356,Konditionen!$B:$D,3,0))","v":40.35}]
["Dachhauben","AVU","AVU800","Ausblasstutzen   AVU           800","",53,311.95,{"$f":"G357*(1-VLOOKUP(F357,Konditionen!$B:$D,3,0))","v":311.95}]
["Dachhauben","AVU","AVU900","Ausblasstutzen   AVU           900","",53,361.8,{"$f":"G358*(1-VLOOKUP(F358,Konditionen!$B:$D,3,0))","v":361.8}]
["Rohre und Formteile","BBKCU","BBKCU10010090","Reinigungsbogen BBKCU 100.100.90","",30,106.75,{"$f":"G359*(1-VLOOKUP(F359,Konditionen!$B:$D,3,0))","v":106.75}]
["Rohre und Formteile","BBKCU","BBKCU12510090","Reinigungsbogen BBKCU 125.100.90","",30,114.6,{"$f":"G360*(1-VLOOKUP(F360,Konditionen!$B:$D,3,0))","v":114.6}]
["Rohre und Formteile","BBKCU","BBKCU12512590","Reinigungsbogen BBKCU 125.125.90","",30,114.6,{"$f":"G361*(1-VLOOKUP(F361,Konditionen!$B:$D,3,0))","v":114.6}]
["Rohre und Formteile","BBKCU","BBKCU14012590","Reinigungsbogen BBKCU  140.125.90","",30,144.94999999999999,{"$f":"G362*(1-VLOOKUP(F362,Konditionen!$B:$D,3,0))","v":144.94999999999999}]
["Rohre und Formteile","BBKCU","BBKCU15012590","Reinigungsbogen BBKCU  150.125.90","",30,144.94999999999999,{"$f":"G363*(1-VLOOKUP(F363,Konditionen!$B:$D,3,0))","v":144.94999999999999}]
["Rohre und Formteile","BBKCU","BBKCU16012590","Reinigungsbogen BBKCU 160.125.90","",30,144.94999999999999,{"$f":"G364*(1-VLOOKUP(F364,Konditionen!$B:$D,3,0))","v":144.94999999999999}]
["Rohre und Formteile","BBKCU","BBKCU16016090","Reinigungsbogen BBKCU 160.160.90","",30,144.94999999999999,{"$f":"G365*(1-VLOOKUP(F365,Konditionen!$B:$D,3,0))","v":144.94999999999999}]
["Rohre und Formteile","BBKCU","BBKCU18016090","Reinigungsbogen BBKCU  180.160.90","",30,186.55,{"$f":"G366*(1-VLOOKUP(F366,Konditionen!$B:$D,3,0))","v":186.55}]
["Rohre und Formteile","BBKCU","BBKCU20016090","Reinigungsbogen BBKCU  200.160.90","",30,186.55,{"$f":"G367*(1-VLOOKUP(F367,Konditionen!$B:$D,3,0))","v":186.55}]
["Rohre und Formteile","BBKCU","BBKCU20020090","Reinigungsbogen BBKCU  200.200.90","",30,186.55,{"$f":"G368*(1-VLOOKUP(F368,Konditionen!$B:$D,3,0))","v":186.55}]
["Rohre und Formteile","BBKCU","BBKCU22420090","Reinigungsbogen BBKCU  224.200.90","",30,295.7,{"$f":"G369*(1-VLOOKUP(F369,Konditionen!$B:$D,3,0))","v":295.7}]
["Rohre und Formteile","BBKCU","BBKCU25020090","Reinigungsbogen BBKCU  250.200.90","",30,295.7,{"$f":"G370*(1-VLOOKUP(F370,Konditionen!$B:$D,3,0))","v":295.7}]
["Rohre und Formteile","BBKCU","BBKCU25025090","Reinigungsbogen BBKCU  250.250.90","",30,295.7,{"$f":"G371*(1-VLOOKUP(F371,Konditionen!$B:$D,3,0))","v":295.7}]
["Kunststoff","BEFFIPPS","BEFFIPPS11045","PPs Bogen 45° DN 110","mit eingespritzter Lippendichtung","17.EFFI",17.7,{"$f":"G372*(1-VLOOKUP(F372,Konditionen!$B:$D,3,0))","v":17.7}]
["Kunststoff","BEFFIPPS","BEFFIPPS11090","PPs Bogen 90° DN 110","mit eingespritzter Lippendichtung","17.EFFI",20.75,{"$f":"G373*(1-VLOOKUP(F373,Konditionen!$B:$D,3,0))","v":20.75}]
["Kunststoff","BEFFIPPS","BEFFIPPS16045","PPs Bogen 45° DN 160","mit eingespritzter Lippendichtung","17.EFFI",24.7,{"$f":"G374*(1-VLOOKUP(F374,Konditionen!$B:$D,3,0))","v":24.7}]
["Kunststoff","BEFFIPPS","BEFFIPPS16090","PPs Bogen 90° DN 160","mit eingespritzter Lippendichtung","17.EFFI",30.3,{"$f":"G375*(1-VLOOKUP(F375,Konditionen!$B:$D,3,0))","v":30.3}]
["Kunststoff","BEFFIPPS","BEFFIPPS20045","PPs Bogen 45° DN 200","mit eingespritzter Lippendichtung","17.EFFI",28.3,{"$f":"G376*(1-VLOOKUP(F376,Konditionen!$B:$D,3,0))","v":28.3}]
["Kunststoff","BEFFIPPS","BEFFIPPS20090","PPs Bogen 90° DN 200","mit eingespritzter Lippendichtung","17.EFFI",33.950000000000003,{"$f":"G377*(1-VLOOKUP(F377,Konditionen!$B:$D,3,0))","v":33.950000000000003}]
["Kunststoff","BEFFIPPS","BEFFIPPS25045","PPs Bogen 45° DN 250","mit eingespritzter Lippendichtung","17.EFFI",37.700000000000003,{"$f":"G378*(1-VLOOKUP(F378,Konditionen!$B:$D,3,0))","v":37.700000000000003}]
["Kunststoff","BEFFIPPS","BEFFIPPS25090","PPs Bogen 90° DN 250","mit eingespritzter Lippendichtung","17.EFFI",47.05,{"$f":"G379*(1-VLOOKUP(F379,Konditionen!$B:$D,3,0))","v":47.05}]
["Kunststoff","BEFFIPPS","BEFFIPPS31545","PPs Bogen 45° DN 315","mit eingespritzter Lippendichtung","17.EFFI",98.35,{"$f":"G380*(1-VLOOKUP(F380,Konditionen!$B:$D,3,0))","v":98.35}]
["Kunststoff","BEFFIPPS","BEFFIPPS31590","PPs Bogen 90° DN 315","mit eingespritzter Lippendichtung","17.EFFI",128.65,{"$f":"G381*(1-VLOOKUP(F381,Konditionen!$B:$D,3,0))","v":128.65}]
["Kunststoff","BEFFIPPS","BEFFIPPS5045","PPs Bogen 45° DN 50","mit eingespritzter Lippendichtung","17.EFFI",13.3,{"$f":"G382*(1-VLOOKUP(F382,Konditionen!$B:$D,3,0))","v":13.3}]
["Kunststoff","BEFFIPPS","BEFFIPPS5090","PPs Bogen 90° DN 50","mit eingespritzter Lippendichtung","17.EFFI",17.05,{"$f":"G383*(1-VLOOKUP(F383,Konditionen!$B:$D,3,0))","v":17.05}]
["Kunststoff","BEFFIPPS","BEFFIPPS6345","PPs Bogen 45° DN 63","mit eingespritzter Lippendichtung","17.EFFI",14.05,{"$f":"G384*(1-VLOOKUP(F384,Konditionen!$B:$D,3,0))","v":14.05}]
["Kunststoff","BEFFIPPS","BEFFIPPS6390","PPs Bogen 90° DN 63","mit eingespritzter Lippendichtung","17.EFFI",17.7,{"$f":"G385*(1-VLOOKUP(F385,Konditionen!$B:$D,3,0))","v":17.7}]
["Kunststoff","BEFFIPPS","BEFFIPPS7545","PPs Bogen 45° DN 75","mit eingespritzter Lippendichtung","17.EFFI",14.75,{"$f":"G386*(1-VLOOKUP(F386,Konditionen!$B:$D,3,0))","v":14.75}]
["Kunststoff","BEFFIPPS","BEFFIPPS7590","PPs Bogen 90° DN 75","mit eingespritzter Lippendichtung","17.EFFI",18.45,{"$f":"G387*(1-VLOOKUP(F387,Konditionen!$B:$D,3,0))","v":18.45}]
["Kunststoff","BEFFIPPS","BEFFIPPS9045","PPs Bogen 45° DN 90","mit eingespritzter Lippendichtung","17.EFFI",15.6,{"$f":"G388*(1-VLOOKUP(F388,Konditionen!$B:$D,3,0))","v":15.6}]
["Kunststoff","BEFFIPPS","BEFFIPPS9090","PPs Bogen 90° DN 90","mit eingespritzter Lippendichtung","17.EFFI",19.05,{"$f":"G389*(1-VLOOKUP(F389,Konditionen!$B:$D,3,0))","v":19.05}]
["Brandschutz","BEK","BEK100","Absperrvorrichtung BEK-EI90S+ED/100","mit Einbaurahmen",8006,194.31,{"$f":"G390*(1-VLOOKUP(F390,Konditionen!$B:$D,3,0))","v":194.31}]
["Brandschutz","BEK","BEK125","Absperrvorrichtung BEK-EI90S+ED/125","mit Einbaurahmen",8006,203.44,{"$f":"G391*(1-VLOOKUP(F391,Konditionen!$B:$D,3,0))","v":203.44}]
["Brandschutz","BEK","BEK160","Absperrvorrichtung BEK-EI90S+ED/160","mit Einbaurahmen",8006,215.74,{"$f":"G392*(1-VLOOKUP(F392,Konditionen!$B:$D,3,0))","v":215.74}]
["Brandschutz","BEK","BEK200","Absperrvorrichtung BEK-EI90S+ED/200","mit Einbaurahmen",8006,227.29,{"$f":"G393*(1-VLOOKUP(F393,Konditionen!$B:$D,3,0))","v":227.29}]
["Rohre und Formteile","BFBKCU","BFBKCU28025090","Reinigungsbogen BFBKCU 280.250.90","",30,369.55,{"$f":"G394*(1-VLOOKUP(F394,Konditionen!$B:$D,3,0))","v":369.55}]
["Rohre und Formteile","BFBKCU","BFBKCU30025090","Reinigungsbogen BFBKCU 300.250.90","",30,369.55,{"$f":"G395*(1-VLOOKUP(F395,Konditionen!$B:$D,3,0))","v":369.55}]
["Rohre und Formteile","BFBKCU","BFBKCU31525090","Reinigungsbogen BFBKCU 315.250.90","",30,369.55,{"$f":"G396*(1-VLOOKUP(F396,Konditionen!$B:$D,3,0))","v":369.55}]
["Rohre und Formteile","BFBKCU","BFBKCU31531590","Reinigungsbogen BFBKCU 315.315.90","",30,369.55,{"$f":"G397*(1-VLOOKUP(F397,Konditionen!$B:$D,3,0))","v":369.55}]
["Rohre und Formteile","BFBKCU","BFBKCU40031590","Reinigungsbogen BFBKCU 400.315.90","",30,606.75,{"$f":"G398*(1-VLOOKUP(F398,Konditionen!$B:$D,3,0))","v":606.75}]
["Rohre und Formteile","BFBKCU","BFBKCU40040090","Reinigungsbogen BFBKCU 400.400.90","",30,606.75,{"$f":"G399*(1-VLOOKUP(F399,Konditionen!$B:$D,3,0))","v":606.75}]
["Rohre und Formteile","BFKCU","BFKCU28025090","Reinigungsbogen BFKCU  280.250.90","",30,369.55,{"$f":"G400*(1-VLOOKUP(F400,Konditionen!$B:$D,3,0))","v":369.55}]
["Rohre und Formteile","BFKCU","BFKCU30025090","Reinigungsbogen BFKCU  300.250.90","",30,369.55,{"$f":"G401*(1-VLOOKUP(F401,Konditionen!$B:$D,3,0))","v":369.55}]
["Rohre und Formteile","BFKCU","BFKCU31525090","Reinigungsbogen BFKCU  315.250.90","",30,369.55,{"$f":"G402*(1-VLOOKUP(F402,Konditionen!$B:$D,3,0))","v":369.55}]
["Rohre und Formteile","BFKCU","BFKCU31531590","Reinigungsbogen BFKCU  315.315.90","",30,369.55,{"$f":"G403*(1-VLOOKUP(F403,Konditionen!$B:$D,3,0))","v":369.55}]
["Rohre und Formteile","BFKCU","BFKCU40031590","Reinigungsbogen BFKCU  400.315.90","",30,606.6,{"$f":"G404*(1-VLOOKUP(F404,Konditionen!$B:$D,3,0))","v":606.6}]
["Rohre und Formteile","BFKCU","BFKCU40040090","Reinigungsbogen BFKCU  400.400.90","",30,606.6,{"$f":"G405*(1-VLOOKUP(F405,Konditionen!$B:$D,3,0))","v":606.6}]
["Kunststoff","BFLNPPS","BFLNPPS110","Blindflansch mit Nut in PPs 110","für Dichtung aus PVC-P o. EPDM","17.ALLG",23.25,{"$f":"G406*(1-VLOOKUP(F406,Konditionen!$B:$D,3,0))","v":23.25}]
["Kunststoff","BFLNPPS","BFLNPPS125","Blindflansch mit Nut in PPs 125","für Dichtung aus PVC-P o. EPDM","17.ALLG",24.7,{"$f":"G407*(1-VLOOKUP(F407,Konditionen!$B:$D,3,0))","v":24.7}]
["Kunststoff","BFLNPPS","BFLNPPS140","Blindflansch mit Nut in PPs 140","für Dichtung aus PVC-P o. EPDM","17.ALLG",26.2,{"$f":"G408*(1-VLOOKUP(F408,Konditionen!$B:$D,3,0))","v":26.2}]
["Kunststoff","BFLNPPS","BFLNPPS160","Blindflansch mit Nut in PPs 160","für Dichtung aus PVC-P o. EPDM","17.ALLG",27.55,{"$f":"G409*(1-VLOOKUP(F409,Konditionen!$B:$D,3,0))","v":27.55}]
["Kunststoff","BFLNPPS","BFLNPPS180","Blindflansch mit Nut in PPs 180","für Dichtung aus PVC-P o. EPDM","17.ALLG",30.6,{"$f":"G410*(1-VLOOKUP(F410,Konditionen!$B:$D,3,0))","v":30.6}]
["Kunststoff","BFLNPPS","BFLNPPS200","Blindflansch mit Nut in PPs 200","für Dichtung aus PVC-P o. EPDM","17.ALLG",31.85,{"$f":"G411*(1-VLOOKUP(F411,Konditionen!$B:$D,3,0))","v":31.85}]
["Kunststoff","BFLNPPS","BFLNPPS225","Blindflansch mit Nut in PPs 225","für Dichtung aus PVC-P o. EPDM","17.ALLG",34.9,{"$f":"G412*(1-VLOOKUP(F412,Konditionen!$B:$D,3,0))","v":34.9}]
["Kunststoff","BFLNPPS","BFLNPPS250","Blindflansch mit Nut in PPs 250","für Dichtung aus PVC-P o. EPDM","17.ALLG",36.25,{"$f":"G413*(1-VLOOKUP(F413,Konditionen!$B:$D,3,0))","v":36.25}]
["Kunststoff","BFLNPPS","BFLNPPS280","Blindflansch mit Nut in PPs 280","für Dichtung aus PVC-P o. EPDM","17.ALLG",45.05,{"$f":"G414*(1-VLOOKUP(F414,Konditionen!$B:$D,3,0))","v":45.05}]
["Kunststoff","BFLNPPS","BFLNPPS315","Blindflansch mit Nut in PPs 315","für Dichtung aus PVC-P o. EPDM","17.ALLG",46.4,{"$f":"G415*(1-VLOOKUP(F415,Konditionen!$B:$D,3,0))","v":46.4}]
["Kunststoff","BFLNPPS","BFLNPPS355","Blindflansch mit Nut in PPs 355","für Dichtung aus PVC-P o. EPDM","17.ALLG",50.8,{"$f":"G416*(1-VLOOKUP(F416,Konditionen!$B:$D,3,0))","v":50.8}]
["Kunststoff","BFLNPPS","BFLNPPS400","Blindflansch mit Nut in PPs 400","für Dichtung aus PVC-P o. EPDM","17.ALLG",58.15,{"$f":"G417*(1-VLOOKUP(F417,Konditionen!$B:$D,3,0))","v":58.15}]
["Kunststoff","BFLNPPS","BFLNPPS450","Blindflansch mit Nut in PPs 450","für Dichtung aus PVC-P o. EPDM","17.ALLG",119.1,{"$f":"G418*(1-VLOOKUP(F418,Konditionen!$B:$D,3,0))","v":119.1}]
["Kunststoff","BFLNPPS","BFLNPPS50","Blindflansch mit Nut in PPs 50","für Dichtung aus PVC-P o. EPDM","17.ALLG",23.25,{"$f":"G419*(1-VLOOKUP(F419,Konditionen!$B:$D,3,0))","v":23.25}]
["Kunststoff","BFLNPPS","BFLNPPS500","Blindflansch mit Nut in PPs 500","für Dichtung aus PVC-P o. EPDM","17.ALLG",162.44999999999999,{"$f":"G420*(1-VLOOKUP(F420,Konditionen!$B:$D,3,0))","v":162.44999999999999}]
["Kunststoff","BFLNPPS","BFLNPPS560","Blindflansch mit Nut in PPs 560","für Dichtung aus PVC-P o. EPDM","17.ALLG",182.25,{"$f":"G421*(1-VLOOKUP(F421,Konditionen!$B:$D,3,0))","v":182.25}]
["Kunststoff","BFLNPPS","BFLNPPS600","Blindflansch mit Nut in PPs 600","für Dichtung aus PVC-P o. EPDM","17.ALLG",232.95,{"$f":"G422*(1-VLOOKUP(F422,Konditionen!$B:$D,3,0))","v":232.95}]
["Kunststoff","BFLNPPS","BFLNPPS63","Blindflansch mit Nut in PPs 63","für Dichtung aus PVC-P o. EPDM","17.ALLG",23.25,{"$f":"G423*(1-VLOOKUP(F423,Konditionen!$B:$D,3,0))","v":23.25}]
["Kunststoff","BFLNPPS","BFLNPPS630","Blindflansch mit Nut in PPs 630","für Dichtung aus PVC-P o. EPDM","17.ALLG",232.95,{"$f":"G424*(1-VLOOKUP(F424,Konditionen!$B:$D,3,0))","v":232.95}]
["Kunststoff","BFLNPPS","BFLNPPS75","Blindflansch mit Nut in PPs 75","für Dichtung aus PVC-P o. EPDM","17.ALLG",23.25,{"$f":"G425*(1-VLOOKUP(F425,Konditionen!$B:$D,3,0))","v":23.25}]
["Kunststoff","BFLNPPS","BFLNPPS90","Blindflansch mit Nut in PPs 90","für Dichtung aus PVC-P o. EPDM","17.ALLG",23.25,{"$f":"G426*(1-VLOOKUP(F426,Konditionen!$B:$D,3,0))","v":23.25}]
["Kunststoff","BFPPS","BFPPS120030","PPs Segmentbogen 30°  DN 1200","","17.ALLG",1322,{"$f":"G427*(1-VLOOKUP(F427,Konditionen!$B:$D,3,0))","v":1322}]
["Kunststoff","BFPPS","BFPPS120045","PPs Segmentbogen 45°  DN 1200","","17.ALLG",1685,{"$f":"G428*(1-VLOOKUP(F428,Konditionen!$B:$D,3,0))","v":1685}]
["Kunststoff","BFPPS","BFPPS120060","PPs Segmentbogen 60°  DN 1200","","17.ALLG",2633,{"$f":"G429*(1-VLOOKUP(F429,Konditionen!$B:$D,3,0))","v":2633}]
["Kunststoff","BFPPS","BFPPS120090","PPs Segmentbogen 90°  DN 1200","","17.ALLG",2635,{"$f":"G430*(1-VLOOKUP(F430,Konditionen!$B:$D,3,0))","v":2635}]
["Kunststoff","BFPPS","BFPPS125030","PPs Segmentbogen 30°  DN 1250","","17.ALLG",1322,{"$f":"G431*(1-VLOOKUP(F431,Konditionen!$B:$D,3,0))","v":1322}]
["Kunststoff","BFPPS","BFPPS125045","PPs Segmentbogen 45°  DN 1250","","17.ALLG",1685,{"$f":"G432*(1-VLOOKUP(F432,Konditionen!$B:$D,3,0))","v":1685}]
["Kunststoff","BFPPS","BFPPS125060","PPs Segmentbogen 60°  DN 1250","","17.ALLG",2633,{"$f":"G433*(1-VLOOKUP(F433,Konditionen!$B:$D,3,0))","v":2633}]
["Kunststoff","BFPPS","BFPPS125090","PPs Segmentbogen 90°  DN 1250","","17.ALLG",3209,{"$f":"G434*(1-VLOOKUP(F434,Konditionen!$B:$D,3,0))","v":3209}]
["Entrauchung","BFUFP","BFUFP100015","Bogen Segment   BFUFP   1000.15","Lindab FireProtect Rund",80,1133,{"$f":"G435*(1-VLOOKUP(F435,Konditionen!$B:$D,3,0))","v":1133}]
["Entrauchung","BFUFP","BFUFP100030","Bogen Segment   BFUFP   1000.30","Lindab FireProtect Rund",80,1171,{"$f":"G436*(1-VLOOKUP(F436,Konditionen!$B:$D,3,0))","v":1171}]
["Entrauchung","BFUFP","BFUFP100045","Bogen Segment   BFUFP   1000.45","Lindab FireProtect Rund",80,1452,{"$f":"G437*(1-VLOOKUP(F437,Konditionen!$B:$D,3,0))","v":1452}]
["Entrauchung","BFUFP","BFUFP100060","Bogen Segment   BFUFP   1000.60","Lindab FireProtect Rund",80,1617,{"$f":"G438*(1-VLOOKUP(F438,Konditionen!$B:$D,3,0))","v":1617}]
["Entrauchung","BFUFP","BFUFP100090","Bogen Segment   BFUFP   1000.90","Lindab FireProtect Rund",80,1677,{"$f":"G439*(1-VLOOKUP(F439,Konditionen!$B:$D,3,0))","v":1677}]
["Entrauchung","BFUFP","BFUFP10015","Bogen Segment   BFUFP   100.15","Lindab FireProtect Rund",80,52.9,{"$f":"G440*(1-VLOOKUP(F440,Konditionen!$B:$D,3,0))","v":52.9}]
["Entrauchung","BFUFP","BFUFP10030","Bogen Segment   BFUFP   100.30","Lindab FireProtect Rund",80,52.9,{"$f":"G441*(1-VLOOKUP(F441,Konditionen!$B:$D,3,0))","v":52.9}]
["Entrauchung","BFUFP","BFUFP10045","Bogen Segment   BFUFP   100.45","Lindab FireProtect Rund",80,58.05,{"$f":"G442*(1-VLOOKUP(F442,Konditionen!$B:$D,3,0))","v":58.05}]
["Entrauchung","BFUFP","BFUFP10060","Bogen Segment   BFUFP   100.60","Lindab FireProtect Rund",80,66.849999999999994,{"$f":"G443*(1-VLOOKUP(F443,Konditionen!$B:$D,3,0))","v":66.849999999999994}]
["Entrauchung","BFUFP","BFUFP10090","Bogen Segment   BFUFP   100.90","Lindab FireProtect Rund",80,84.3,{"$f":"G444*(1-VLOOKUP(F444,Konditionen!$B:$D,3,0))","v":84.3}]
["Entrauchung","BFUFP","BFUFP11215","Bogen Segment   BFUFP   112.15","Lindab FireProtect Rund",80,54.15,{"$f":"G445*(1-VLOOKUP(F445,Konditionen!$B:$D,3,0))","v":54.15}]
["Entrauchung","BFUFP","BFUFP11230","Bogen Segment   BFUFP   112.30","Lindab FireProtect Rund",80,54.15,{"$f":"G446*(1-VLOOKUP(F446,Konditionen!$B:$D,3,0))","v":54.15}]
["Entrauchung","BFUFP","BFUFP11245","Bogen Segment   BFUFP   112.45","Lindab FireProtect Rund",80,62.95,{"$f":"G447*(1-VLOOKUP(F447,Konditionen!$B:$D,3,0))","v":62.95}]
["Entrauchung","BFUFP","BFUFP11260","Bogen Segment   BFUFP   112.60","Lindab FireProtect Rund",80,71.75,{"$f":"G448*(1-VLOOKUP(F448,Konditionen!$B:$D,3,0))","v":71.75}]
["Entrauchung","BFUFP","BFUFP11290","Bogen Segment   BFUFP   112.90","Lindab FireProtect Rund",80,89.55,{"$f":"G449*(1-VLOOKUP(F449,Konditionen!$B:$D,3,0))","v":89.55}]
["Entrauchung","BFUFP","BFUFP12515","Bogen Segment   BFUFP   125.15","Lindab FireProtect Rund",80,54.15,{"$f":"G450*(1-VLOOKUP(F450,Konditionen!$B:$D,3,0))","v":54.15}]
["Entrauchung","BFUFP","BFUFP12530","Bogen Segment   BFUFP   125.30","Lindab FireProtect Rund",80,54.15,{"$f":"G451*(1-VLOOKUP(F451,Konditionen!$B:$D,3,0))","v":54.15}]
["Entrauchung","BFUFP","BFUFP12545","Bogen Segment   BFUFP   125.45","Lindab FireProtect Rund",80,62.95,{"$f":"G452*(1-VLOOKUP(F452,Konditionen!$B:$D,3,0))","v":62.95}]
["Entrauchung","BFUFP","BFUFP12560","Bogen Segment   BFUFP   125.60","Lindab FireProtect Rund",80,71.75,{"$f":"G453*(1-VLOOKUP(F453,Konditionen!$B:$D,3,0))","v":71.75}]
["Entrauchung","BFUFP","BFUFP12590","Bogen Segment   BFUFP   125.90","Lindab FireProtect Rund",80,89.55,{"$f":"G454*(1-VLOOKUP(F454,Konditionen!$B:$D,3,0))","v":89.55}]
["Entrauchung","BFUFP","BFUFP14015","Bogen Segment   BFUFP   140.15","Lindab FireProtect Rund",80,65.7,{"$f":"G455*(1-VLOOKUP(F455,Konditionen!$B:$D,3,0))","v":65.7}]
["Entrauchung","BFUFP","BFUFP14030","Bogen Segment   BFUFP   140.30","Lindab FireProtect Rund",80,65.7,{"$f":"G456*(1-VLOOKUP(F456,Konditionen!$B:$D,3,0))","v":65.7}]
["Entrauchung","BFUFP","BFUFP14045","Bogen Segment   BFUFP   140.45","Lindab FireProtect Rund",80,70.900000000000006,{"$f":"G457*(1-VLOOKUP(F457,Konditionen!$B:$D,3,0))","v":70.900000000000006}]
["Entrauchung","BFUFP","BFUFP14060","Bogen Segment   BFUFP   140.60","Lindab FireProtect Rund",80,84.65,{"$f":"G458*(1-VLOOKUP(F458,Konditionen!$B:$D,3,0))","v":84.65}]
["Entrauchung","BFUFP","BFUFP14090","Bogen Segment   BFUFP   140.90","Lindab FireProtect Rund",80,102.25,{"$f":"G459*(1-VLOOKUP(F459,Konditionen!$B:$D,3,0))","v":102.25}]
["Entrauchung","BFUFP","BFUFP15015","Bogen Segment   BFUFP   150.15","Lindab FireProtect Rund",80,65.7,{"$f":"G460*(1-VLOOKUP(F460,Konditionen!$B:$D,3,0))","v":65.7}]
["Entrauchung","BFUFP","BFUFP15030","Bogen Segment   BFUFP   150.30","Lindab FireProtect Rund",80,65.7,{"$f":"G461*(1-VLOOKUP(F461,Konditionen!$B:$D,3,0))","v":65.7}]
["Entrauchung","BFUFP","BFUFP15045","Bogen Segment   BFUFP   150.45","Lindab FireProtect Rund",80,70.900000000000006,{"$f":"G462*(1-VLOOKUP(F462,Konditionen!$B:$D,3,0))","v":70.900000000000006}]
["Entrauchung","BFUFP","BFUFP15060","Bogen Segment   BFUFP   150.60","Lindab FireProtect Rund",80,84.65,{"$f":"G463*(1-VLOOKUP(F463,Konditionen!$B:$D,3,0))","v":84.65}]
["Entrauchung","BFUFP","BFUFP15090","Bogen Segment   BFUFP   150.90","Lindab FireProtect Rund",80,102.25,{"$f":"G464*(1-VLOOKUP(F464,Konditionen!$B:$D,3,0))","v":102.25}]
["Entrauchung","BFUFP","BFUFP16015","Bogen Segment   BFUFP   160.15","Lindab FireProtect Rund",80,65.7,{"$f":"G465*(1-VLOOKUP(F465,Konditionen!$B:$D,3,0))","v":65.7}]
["Entrauchung","BFUFP","BFUFP16030","Bogen Segment   BFUFP   160.30","Lindab FireProtect Rund",80,65.7,{"$f":"G466*(1-VLOOKUP(F466,Konditionen!$B:$D,3,0))","v":65.7}]
["Entrauchung","BFUFP","BFUFP16045","Bogen Segment   BFUFP   160.45","Lindab FireProtect Rund",80,70.900000000000006,{"$f":"G467*(1-VLOOKUP(F467,Konditionen!$B:$D,3,0))","v":70.900000000000006}]
["Entrauchung","BFUFP","BFUFP16060","Bogen Segment   BFUFP   160.60","Lindab FireProtect Rund",80,84.65,{"$f":"G468*(1-VLOOKUP(F468,Konditionen!$B:$D,3,0))","v":84.65}]
["Entrauchung","BFUFP","BFUFP16090","Bogen Segment   BFUFP   160.90","Lindab FireProtect Rund",80,102.25,{"$f":"G469*(1-VLOOKUP(F469,Konditionen!$B:$D,3,0))","v":102.25}]
["Entrauchung","BFUFP","BFUFP18015","Bogen Segment   BFUFP   180.15","Lindab FireProtect Rund",80,74.25,{"$f":"G470*(1-VLOOKUP(F470,Konditionen!$B:$D,3,0))","v":74.25}]
["Entrauchung","BFUFP","BFUFP18030","Bogen Segment   BFUFP   180.30","Lindab FireProtect Rund",80,74.25,{"$f":"G471*(1-VLOOKUP(F471,Konditionen!$B:$D,3,0))","v":74.25}]
["Entrauchung","BFUFP","BFUFP18045","Bogen Segment   BFUFP   180.45","Lindab FireProtect Rund",80,83.05,{"$f":"G472*(1-VLOOKUP(F472,Konditionen!$B:$D,3,0))","v":83.05}]
["Entrauchung","BFUFP","BFUFP18060","Bogen Segment   BFUFP   180.60","Lindab FireProtect Rund",80,97,{"$f":"G473*(1-VLOOKUP(F473,Konditionen!$B:$D,3,0))","v":97}]
["Entrauchung","BFUFP","BFUFP18090","Bogen Segment   BFUFP   180.90","Lindab FireProtect Rund",80,119.85,{"$f":"G474*(1-VLOOKUP(F474,Konditionen!$B:$D,3,0))","v":119.85}]
["Entrauchung","BFUFP","BFUFP20015","Bogen Segment   BFUFP   200.15","Lindab FireProtect Rund",80,74.25,{"$f":"G475*(1-VLOOKUP(F475,Konditionen!$B:$D,3,0))","v":74.25}]
["Entrauchung","BFUFP","BFUFP20030","Bogen Segment   BFUFP   200.30","Lindab FireProtect Rund",80,74.25,{"$f":"G476*(1-VLOOKUP(F476,Konditionen!$B:$D,3,0))","v":74.25}]
["Entrauchung","BFUFP","BFUFP20045","Bogen Segment   BFUFP   200.45","Lindab FireProtect Rund",80,83.05,{"$f":"G477*(1-VLOOKUP(F477,Konditionen!$B:$D,3,0))","v":83.05}]
["Entrauchung","BFUFP","BFUFP20060","Bogen Segment   BFUFP   200.60","Lindab FireProtect Rund",80,97,{"$f":"G478*(1-VLOOKUP(F478,Konditionen!$B:$D,3,0))","v":97}]
["Entrauchung","BFUFP","BFUFP20090","Bogen Segment   BFUFP   200.90","Lindab FireProtect Rund",80,119.85,{"$f":"G479*(1-VLOOKUP(F479,Konditionen!$B:$D,3,0))","v":119.85}]
["Entrauchung","BFUFP","BFUFP22415","Bogen Segment   BFUFP   224.15","Lindab FireProtect Rund",80,96.15,{"$f":"G480*(1-VLOOKUP(F480,Konditionen!$B:$D,3,0))","v":96.15}]
["Entrauchung","BFUFP","BFUFP22430","Bogen Segment   BFUFP   224.30","Lindab FireProtect Rund",80,96.15,{"$f":"G481*(1-VLOOKUP(F481,Konditionen!$B:$D,3,0))","v":96.15}]
["Entrauchung","BFUFP","BFUFP22445","Bogen Segment   BFUFP   224.45","Lindab FireProtect Rund",80,106,{"$f":"G482*(1-VLOOKUP(F482,Konditionen!$B:$D,3,0))","v":106}]
["Entrauchung","BFUFP","BFUFP22460","Bogen Segment   BFUFP   224.60","Lindab FireProtect Rund",80,130.1,{"$f":"G483*(1-VLOOKUP(F483,Konditionen!$B:$D,3,0))","v":130.1}]
["Entrauchung","BFUFP","BFUFP22490","Bogen Segment   BFUFP   224.90","Lindab FireProtect Rund",80,154,{"$f":"G484*(1-VLOOKUP(F484,Konditionen!$B:$D,3,0))","v":154}]
["Entrauchung","BFUFP","BFUFP25015","Bogen Segment   BFUFP   250.15","Lindab FireProtect Rund",80,96.15,{"$f":"G485*(1-VLOOKUP(F485,Konditionen!$B:$D,3,0))","v":96.15}]
["Entrauchung","BFUFP","BFUFP25030","Bogen Segment   BFUFP   250.30","Lindab FireProtect Rund",80,96.15,{"$f":"G486*(1-VLOOKUP(F486,Konditionen!$B:$D,3,0))","v":96.15}]
["Entrauchung","BFUFP","BFUFP25045","Bogen Segment   BFUFP   250.45","Lindab FireProtect Rund",80,106,{"$f":"G487*(1-VLOOKUP(F487,Konditionen!$B:$D,3,0))","v":106}]
["Entrauchung","BFUFP","BFUFP25060","Bogen Segment   BFUFP   250.60","Lindab FireProtect Rund",80,130.1,{"$f":"G488*(1-VLOOKUP(F488,Konditionen!$B:$D,3,0))","v":130.1}]
["Entrauchung","BFUFP","BFUFP25090","Bogen Segment   BFUFP   250.90","Lindab FireProtect Rund",80,154,{"$f":"G489*(1-VLOOKUP(F489,Konditionen!$B:$D,3,0))","v":154}]
["Entrauchung","BFUFP","BFUFP28015","Bogen Segment   BFUFP   280.15","Lindab FireProtect Rund",80,120.9,{"$f":"G490*(1-VLOOKUP(F490,Konditionen!$B:$D,3,0))","v":120.9}]
["Entrauchung","BFUFP","BFUFP28030","Bogen Segment   BFUFP   280.30","Lindab FireProtect Rund",80,120.9,{"$f":"G491*(1-VLOOKUP(F491,Konditionen!$B:$D,3,0))","v":120.9}]
["Entrauchung","BFUFP","BFUFP28045","Bogen Segment   BFUFP   280.45","Lindab FireProtect Rund",80,132.19999999999999,{"$f":"G492*(1-VLOOKUP(F492,Konditionen!$B:$D,3,0))","v":132.19999999999999}]
["Entrauchung","BFUFP","BFUFP28060","Bogen Segment   BFUFP   280.60","Lindab FireProtect Rund",80,163.85,{"$f":"G493*(1-VLOOKUP(F493,Konditionen!$B:$D,3,0))","v":163.85}]
["Entrauchung","BFUFP","BFUFP28090","Bogen Segment   BFUFP   280.90","Lindab FireProtect Rund",80,191.5,{"$f":"G494*(1-VLOOKUP(F494,Konditionen!$B:$D,3,0))","v":191.5}]
["Entrauchung","BFUFP","BFUFP30015","Bogen Segment   BFUFP   300.15","Lindab FireProtect Rund",80,120.9,{"$f":"G495*(1-VLOOKUP(F495,Konditionen!$B:$D,3,0))","v":120.9}]
["Entrauchung","BFUFP","BFUFP30030","Bogen Segment   BFUFP   300.30","Lindab FireProtect Rund",80,120.9,{"$f":"G496*(1-VLOOKUP(F496,Konditionen!$B:$D,3,0))","v":120.9}]
["Entrauchung","BFUFP","BFUFP30045","Bogen Segment   BFUFP   300.45","Lindab FireProtect Rund",80,132.19999999999999,{"$f":"G497*(1-VLOOKUP(F497,Konditionen!$B:$D,3,0))","v":132.19999999999999}]
["Entrauchung","BFUFP","BFUFP30060","Bogen Segment   BFUFP   300.60","Lindab FireProtect Rund",80,163.85,{"$f":"G498*(1-VLOOKUP(F498,Konditionen!$B:$D,3,0))","v":163.85}]
["Entrauchung","BFUFP","BFUFP30090","Bogen Segment   BFUFP   300.90","Lindab FireProtect Rund",80,191.5,{"$f":"G499*(1-VLOOKUP(F499,Konditionen!$B:$D,3,0))","v":191.5}]
["Entrauchung","BFUFP","BFUFP31515","Bogen Segment   BFUFP   315.15","Lindab FireProtect Rund",80,128.55000000000001,{"$f":"G500*(1-VLOOKUP(F500,Konditionen!$B:$D,3,0))","v":128.55000000000001}]
["Entrauchung","BFUFP","BFUFP31530","Bogen Segment   BFUFP   315.30","Lindab FireProtect Rund",80,131.15,{"$f":"G501*(1-VLOOKUP(F501,Konditionen!$B:$D,3,0))","v":131.15}]
["Entrauchung","BFUFP","BFUFP31545","Bogen Segment   BFUFP   315.45","Lindab FireProtect Rund",80,142.9,{"$f":"G502*(1-VLOOKUP(F502,Konditionen!$B:$D,3,0))","v":142.9}]
["Entrauchung","BFUFP","BFUFP31560","Bogen Segment   BFUFP   315.60","Lindab FireProtect Rund",80,171.8,{"$f":"G503*(1-VLOOKUP(F503,Konditionen!$B:$D,3,0))","v":171.8}]
["Entrauchung","BFUFP","BFUFP31590","Bogen Segment   BFUFP   315.90","Lindab FireProtect Rund",80,207.5,{"$f":"G504*(1-VLOOKUP(F504,Konditionen!$B:$D,3,0))","v":207.5}]
["Entrauchung","BFUFP","BFUFP35515","Bogen Segment   BFUFP   355.15","Lindab FireProtect Rund",80,134.69999999999999,{"$f":"G505*(1-VLOOKUP(F505,Konditionen!$B:$D,3,0))","v":134.69999999999999}]
["Entrauchung","BFUFP","BFUFP35530","Bogen Segment   BFUFP   355.30","Lindab FireProtect Rund",80,145.1,{"$f":"G506*(1-VLOOKUP(F506,Konditionen!$B:$D,3,0))","v":145.1}]
["Entrauchung","BFUFP","BFUFP35545","Bogen Segment   BFUFP   355.45","Lindab FireProtect Rund",80,152.19999999999999,{"$f":"G507*(1-VLOOKUP(F507,Konditionen!$B:$D,3,0))","v":152.19999999999999}]
["Entrauchung","BFUFP","BFUFP35560","Bogen Segment   BFUFP   355.60","Lindab FireProtect Rund",80,189.4,{"$f":"G508*(1-VLOOKUP(F508,Konditionen!$B:$D,3,0))","v":189.4}]
["Entrauchung","BFUFP","BFUFP35590","Bogen Segment   BFUFP   355.90","Lindab FireProtect Rund",80,222.9,{"$f":"G509*(1-VLOOKUP(F509,Konditionen!$B:$D,3,0))","v":222.9}]
["Entrauchung","BFUFP","BFUFP40015","Bogen Segment   BFUFP   400.15","Lindab FireProtect Rund",80,153.15,{"$f":"G510*(1-VLOOKUP(F510,Konditionen!$B:$D,3,0))","v":153.15}]
["Entrauchung","BFUFP","BFUFP40030","Bogen Segment   BFUFP   400.30","Lindab FireProtect Rund",80,154.30000000000001,{"$f":"G511*(1-VLOOKUP(F511,Konditionen!$B:$D,3,0))","v":154.30000000000001}]
["Entrauchung","BFUFP","BFUFP40045","Bogen Segment   BFUFP   400.45","Lindab FireProtect Rund",80,166.75,{"$f":"G512*(1-VLOOKUP(F512,Konditionen!$B:$D,3,0))","v":166.75}]
["Entrauchung","BFUFP","BFUFP40060","Bogen Segment   BFUFP   400.60","Lindab FireProtect Rund",80,201.55,{"$f":"G513*(1-VLOOKUP(F513,Konditionen!$B:$D,3,0))","v":201.55}]
["Entrauchung","BFUFP","BFUFP40090","Bogen Segment   BFUFP   400.90","Lindab FireProtect Rund",80,246.5,{"$f":"G514*(1-VLOOKUP(F514,Konditionen!$B:$D,3,0))","v":246.5}]
["Entrauchung","BFUFP","BFUFP45015","Bogen Segment   BFUFP   450.15","Lindab FireProtect Rund",80,176.2,{"$f":"G515*(1-VLOOKUP(F515,Konditionen!$B:$D,3,0))","v":176.2}]
["Entrauchung","BFUFP","BFUFP45030","Bogen Segment   BFUFP   450.30","Lindab FireProtect Rund",80,181.95,{"$f":"G516*(1-VLOOKUP(F516,Konditionen!$B:$D,3,0))","v":181.95}]
["Entrauchung","BFUFP","BFUFP45045","Bogen Segment   BFUFP   450.45","Lindab FireProtect Rund",80,198.4,{"$f":"G517*(1-VLOOKUP(F517,Konditionen!$B:$D,3,0))","v":198.4}]
["Entrauchung","BFUFP","BFUFP45060","Bogen Segment   BFUFP   450.60","Lindab FireProtect Rund",80,233.8,{"$f":"G518*(1-VLOOKUP(F518,Konditionen!$B:$D,3,0))","v":233.8}]
["Entrauchung","BFUFP","BFUFP45090","Bogen Segment   BFUFP   450.90","Lindab FireProtect Rund",80,286,{"$f":"G519*(1-VLOOKUP(F519,Konditionen!$B:$D,3,0))","v":286}]
["Entrauchung","BFUFP","BFUFP50015","Bogen Segment   BFUFP   500.15","Lindab FireProtect Rund",80,221.35,{"$f":"G520*(1-VLOOKUP(F520,Konditionen!$B:$D,3,0))","v":221.35}]
["Entrauchung","BFUFP","BFUFP50030","Bogen Segment   BFUFP   500.30","Lindab FireProtect Rund",80,224.9,{"$f":"G521*(1-VLOOKUP(F521,Konditionen!$B:$D,3,0))","v":224.9}]
["Entrauchung","BFUFP","BFUFP50045","Bogen Segment   BFUFP   500.45","Lindab FireProtect Rund",80,255.9,{"$f":"G522*(1-VLOOKUP(F522,Konditionen!$B:$D,3,0))","v":255.9}]
["Entrauchung","BFUFP","BFUFP50060","Bogen Segment   BFUFP   500.60","Lindab FireProtect Rund",80,288.3,{"$f":"G523*(1-VLOOKUP(F523,Konditionen!$B:$D,3,0))","v":288.3}]
["Entrauchung","BFUFP","BFUFP50090","Bogen Segment   BFUFP   500.90","Lindab FireProtect Rund",80,351.95,{"$f":"G524*(1-VLOOKUP(F524,Konditionen!$B:$D,3,0))","v":351.95}]
["Entrauchung","BFUFP","BFUFP56015","Bogen Segment   BFUFP   560.15","Lindab FireProtect Rund",80,291.95,{"$f":"G525*(1-VLOOKUP(F525,Konditionen!$B:$D,3,0))","v":291.95}]
["Entrauchung","BFUFP","BFUFP56030","Bogen Segment   BFUFP   560.30","Lindab FireProtect Rund",80,300,{"$f":"G526*(1-VLOOKUP(F526,Konditionen!$B:$D,3,0))","v":300}]
["Entrauchung","BFUFP","BFUFP56045","Bogen Segment   BFUFP   560.45","Lindab FireProtect Rund",80,339.4,{"$f":"G527*(1-VLOOKUP(F527,Konditionen!$B:$D,3,0))","v":339.4}]
["Entrauchung","BFUFP","BFUFP56060","Bogen Segment   BFUFP   560.60","Lindab FireProtect Rund",80,377.4,{"$f":"G528*(1-VLOOKUP(F528,Konditionen!$B:$D,3,0))","v":377.4}]
["Entrauchung","BFUFP","BFUFP56090","Bogen Segment   BFUFP   560.90","Lindab FireProtect Rund",80,455.8,{"$f":"G529*(1-VLOOKUP(F529,Konditionen!$B:$D,3,0))","v":455.8}]
["Entrauchung","BFUFP","BFUFP60015","Bogen Segment   BFUFP   600.15","Lindab FireProtect Rund",80,355.1,{"$f":"G530*(1-VLOOKUP(F530,Konditionen!$B:$D,3,0))","v":355.1}]
["Entrauchung","BFUFP","BFUFP60030","Bogen Segment   BFUFP   600.30","Lindab FireProtect Rund",80,362,{"$f":"G531*(1-VLOOKUP(F531,Konditionen!$B:$D,3,0))","v":362}]
["Entrauchung","BFUFP","BFUFP60045","Bogen Segment   BFUFP   600.45","Lindab FireProtect Rund",80,410.55,{"$f":"G532*(1-VLOOKUP(F532,Konditionen!$B:$D,3,0))","v":410.55}]
["Entrauchung","BFUFP","BFUFP60060","Bogen Segment   BFUFP   600.60","Lindab FireProtect Rund",80,458.8,{"$f":"G533*(1-VLOOKUP(F533,Konditionen!$B:$D,3,0))","v":458.8}]
["Entrauchung","BFUFP","BFUFP60090","Bogen Segment   BFUFP   600.90","Lindab FireProtect Rund",80,554.95000000000005,{"$f":"G534*(1-VLOOKUP(F534,Konditionen!$B:$D,3,0))","v":554.95000000000005}]
["Entrauchung","BFUFP","BFUFP63015","Bogen Segment   BFUFP   630.15","Lindab FireProtect Rund",80,417.15,{"$f":"G535*(1-VLOOKUP(F535,Konditionen!$B:$D,3,0))","v":417.15}]
["Entrauchung","BFUFP","BFUFP63030","Bogen Segment   BFUFP   630.30","Lindab FireProtect Rund",80,428.65,{"$f":"G536*(1-VLOOKUP(F536,Konditionen!$B:$D,3,0))","v":428.65}]
["Entrauchung","BFUFP","BFUFP63045","Bogen Segment   BFUFP   630.45","Lindab FireProtect Rund",80,488.85,{"$f":"G537*(1-VLOOKUP(F537,Konditionen!$B:$D,3,0))","v":488.85}]
["Entrauchung","BFUFP","BFUFP63060","Bogen Segment   BFUFP   630.60","Lindab FireProtect Rund",80,550.25,{"$f":"G538*(1-VLOOKUP(F538,Konditionen!$B:$D,3,0))","v":550.25}]
["Entrauchung","BFUFP","BFUFP63090","Bogen Segment   BFUFP   630.90","Lindab FireProtect Rund",80,668,{"$f":"G539*(1-VLOOKUP(F539,Konditionen!$B:$D,3,0))","v":668}]
["Entrauchung","BFUFP","BFUFP71015","Bogen Segment   BFUFP   710.15","Lindab FireProtect Rund",80,506.7,{"$f":"G540*(1-VLOOKUP(F540,Konditionen!$B:$D,3,0))","v":506.7}]
["Entrauchung","BFUFP","BFUFP71030","Bogen Segment   BFUFP   710.30","Lindab FireProtect Rund",80,521.75,{"$f":"G541*(1-VLOOKUP(F541,Konditionen!$B:$D,3,0))","v":521.75}]
["Entrauchung","BFUFP","BFUFP71045","Bogen Segment   BFUFP   710.45","Lindab FireProtect Rund",80,594.54999999999995,{"$f":"G542*(1-VLOOKUP(F542,Konditionen!$B:$D,3,0))","v":594.54999999999995}]
["Entrauchung","BFUFP","BFUFP71060","Bogen Segment   BFUFP   710.60","Lindab FireProtect Rund",80,667.4,{"$f":"G543*(1-VLOOKUP(F543,Konditionen!$B:$D,3,0))","v":667.4}]
["Entrauchung","BFUFP","BFUFP71090","Bogen Segment   BFUFP   710.90","Lindab FireProtect Rund",80,816.35,{"$f":"G544*(1-VLOOKUP(F544,Konditionen!$B:$D,3,0))","v":816.35}]
["Entrauchung","BFUFP","BFUFP80015","Bogen Segment   BFUFP   800.15","Lindab FireProtect Rund",80,623.29999999999995,{"$f":"G545*(1-VLOOKUP(F545,Konditionen!$B:$D,3,0))","v":623.29999999999995}]
["Entrauchung","BFUFP","BFUFP80030","Bogen Segment   BFUFP   800.30","Lindab FireProtect Rund",80,641.5,{"$f":"G546*(1-VLOOKUP(F546,Konditionen!$B:$D,3,0))","v":641.5}]
["Entrauchung","BFUFP","BFUFP80045","Bogen Segment   BFUFP   800.45","Lindab FireProtect Rund",80,734.2,{"$f":"G547*(1-VLOOKUP(F547,Konditionen!$B:$D,3,0))","v":734.2}]
["Entrauchung","BFUFP","BFUFP80060","Bogen Segment   BFUFP   800.60","Lindab FireProtect Rund",80,832.25,{"$f":"G548*(1-VLOOKUP(F548,Konditionen!$B:$D,3,0))","v":832.25}]
["Entrauchung","BFUFP","BFUFP80090","Bogen Segment   BFUFP   800.90","Lindab FireProtect Rund",80,1014,{"$f":"G549*(1-VLOOKUP(F549,Konditionen!$B:$D,3,0))","v":1014}]
["Entrauchung","BFUFP","BFUFP90015","Bogen Segment   BFUFP   900.15","Lindab FireProtect Rund",80,980.05,{"$f":"G550*(1-VLOOKUP(F550,Konditionen!$B:$D,3,0))","v":980.05}]
["Entrauchung","BFUFP","BFUFP90030","Bogen Segment   BFUFP   900.30","Lindab FireProtect Rund",80,1015,{"$f":"G551*(1-VLOOKUP(F551,Konditionen!$B:$D,3,0))","v":1015}]
["Entrauchung","BFUFP","BFUFP90045","Bogen Segment   BFUFP   900.45","Lindab FireProtect Rund",80,1095,{"$f":"G552*(1-VLOOKUP(F552,Konditionen!$B:$D,3,0))","v":1095}]
["Entrauchung","BFUFP","BFUFP90060","Bogen Segment   BFUFP   900.60","Lindab FireProtect Rund",80,1106,{"$f":"G553*(1-VLOOKUP(F553,Konditionen!$B:$D,3,0))","v":1106}]
["Entrauchung","BFUFP","BFUFP90090","Bogen Segment   BFUFP   900.90","Lindab FireProtect Rund",80,1223,{"$f":"G554*(1-VLOOKUP(F554,Konditionen!$B:$D,3,0))","v":1223}]
["Edelstahl","BFUV2A","BFUV2A10015","Bogen Segment    BFU V2A    100.15","Edelstahl W.Nr. 1.4301",60,110.6,{"$f":"G555*(1-VLOOKUP(F555,Konditionen!$B:$D,3,0))","v":110.6}]
["Edelstahl","BFUV2A","BFUV2A10030","Bogen Segment    BFU V2A    100.30","Edelstahl W.Nr. 1.4301",60,110.6,{"$f":"G556*(1-VLOOKUP(F556,Konditionen!$B:$D,3,0))","v":110.6}]
["Edelstahl","BFUV2A","BFUV2A10045","Bogen Segment    BFU V2A    100.45","Edelstahl W.Nr. 1.4301",60,119,{"$f":"G557*(1-VLOOKUP(F557,Konditionen!$B:$D,3,0))","v":119}]
["Edelstahl","BFUV2A","BFUV2A10060","Bogen Segment    BFU V2A    100.60","Edelstahl W.Nr. 1.4301",60,130.30000000000001,{"$f":"G558*(1-VLOOKUP(F558,Konditionen!$B:$D,3,0))","v":130.30000000000001}]
["Edelstahl","BFUV2A","BFUV2A10090","Bogen Segment    BFU V2A    100.90","Edelstahl W.Nr. 1.4301",60,164.35,{"$f":"G559*(1-VLOOKUP(F559,Konditionen!$B:$D,3,0))","v":164.35}]
["Edelstahl","BFUV2A","BFUV2A11215","Bogen Segment    BFU V2A    112.15","Edelstahl W.Nr. 1.4301",60,114.7,{"$f":"G560*(1-VLOOKUP(F560,Konditionen!$B:$D,3,0))","v":114.7}]
["Edelstahl","BFUV2A","BFUV2A11230","Bogen Segment    BFU V2A    112.30","Edelstahl W.Nr. 1.4301",60,114.7,{"$f":"G561*(1-VLOOKUP(F561,Konditionen!$B:$D,3,0))","v":114.7}]
["Edelstahl","BFUV2A","BFUV2A11245","Bogen Segment    BFU V2A    112.45","Edelstahl W.Nr. 1.4301",60,126.1,{"$f":"G562*(1-VLOOKUP(F562,Konditionen!$B:$D,3,0))","v":126.1}]
["Edelstahl","BFUV2A","BFUV2A11260","Bogen Segment    BFU V2A    112.60","Edelstahl W.Nr. 1.4301",60,143.1,{"$f":"G563*(1-VLOOKUP(F563,Konditionen!$B:$D,3,0))","v":143.1}]
["Edelstahl","BFUV2A","BFUV2A11290","Bogen Segment    BFU V2A    112.90","Edelstahl W.Nr. 1.4301",60,172.55,{"$f":"G564*(1-VLOOKUP(F564,Konditionen!$B:$D,3,0))","v":172.55}]
["Edelstahl","BFUV2A","BFUV2A12515","Bogen Segment    BFU V2A    125.15","Edelstahl W.Nr. 1.4301",60,114.7,{"$f":"G565*(1-VLOOKUP(F565,Konditionen!$B:$D,3,0))","v":114.7}]
["Edelstahl","BFUV2A","BFUV2A12530","Bogen Segment    BFU V2A    125.30","Edelstahl W.Nr. 1.4301",60,114.7,{"$f":"G566*(1-VLOOKUP(F566,Konditionen!$B:$D,3,0))","v":114.7}]
["Edelstahl","BFUV2A","BFUV2A12545","Bogen Segment    BFU V2A    125.45","Edelstahl W.Nr. 1.4301",60,126.1,{"$f":"G567*(1-VLOOKUP(F567,Konditionen!$B:$D,3,0))","v":126.1}]
["Edelstahl","BFUV2A","BFUV2A12560","Bogen Segment    BFU V2A    125.60","Edelstahl W.Nr. 1.4301",60,143.1,{"$f":"G568*(1-VLOOKUP(F568,Konditionen!$B:$D,3,0))","v":143.1}]
["Edelstahl","BFUV2A","BFUV2A12590","Bogen Segment    BFU V2A    125.90","Edelstahl W.Nr. 1.4301",60,172.55,{"$f":"G569*(1-VLOOKUP(F569,Konditionen!$B:$D,3,0))","v":172.55}]
["Edelstahl","BFUV2A","BFUV2A14015","Bogen Segment    BFU V2A    140.15","Edelstahl W.Nr. 1.4301",60,133.05000000000001,{"$f":"G570*(1-VLOOKUP(F570,Konditionen!$B:$D,3,0))","v":133.05000000000001}]
["Edelstahl","BFUV2A","BFUV2A14030","Bogen Segment    BFU V2A    140.30","Edelstahl W.Nr. 1.4301",60,133.05000000000001,{"$f":"G571*(1-VLOOKUP(F571,Konditionen!$B:$D,3,0))","v":133.05000000000001}]
["Edelstahl","BFUV2A","BFUV2A14045","Bogen Segment    BFU V2A    140.45","Edelstahl W.Nr. 1.4301",60,141.5,{"$f":"G572*(1-VLOOKUP(F572,Konditionen!$B:$D,3,0))","v":141.5}]
["Edelstahl","BFUV2A","BFUV2A14060","Bogen Segment    BFU V2A    140.60","Edelstahl W.Nr. 1.4301",60,165.8,{"$f":"G573*(1-VLOOKUP(F573,Konditionen!$B:$D,3,0))","v":165.8}]
["Edelstahl","BFUV2A","BFUV2A14090","Bogen Segment    BFU V2A    140.90","Edelstahl W.Nr. 1.4301",60,195.35,{"$f":"G574*(1-VLOOKUP(F574,Konditionen!$B:$D,3,0))","v":195.35}]
["Edelstahl","BFUV2A","BFUV2A15015","Bogen Segment    BFU V2A    150.15","Edelstahl W.Nr. 1.4301",60,133.05000000000001,{"$f":"G575*(1-VLOOKUP(F575,Konditionen!$B:$D,3,0))","v":133.05000000000001}]
["Edelstahl","BFUV2A","BFUV2A15030","Bogen Segment    BFU V2A    150.30","Edelstahl W.Nr. 1.4301",60,133.05000000000001,{"$f":"G576*(1-VLOOKUP(F576,Konditionen!$B:$D,3,0))","v":133.05000000000001}]
["Edelstahl","BFUV2A","BFUV2A15045","Bogen Segment    BFU V2A    150.45","Edelstahl W.Nr. 1.4301",60,141.5,{"$f":"G577*(1-VLOOKUP(F577,Konditionen!$B:$D,3,0))","v":141.5}]
["Edelstahl","BFUV2A","BFUV2A15060","Bogen Segment    BFU V2A    150.60","Edelstahl W.Nr. 1.4301",60,165.8,{"$f":"G578*(1-VLOOKUP(F578,Konditionen!$B:$D,3,0))","v":165.8}]
["Edelstahl","BFUV2A","BFUV2A15090","Bogen Segment    BFU V2A    150.90","Edelstahl W.Nr. 1.4301",60,195.35,{"$f":"G579*(1-VLOOKUP(F579,Konditionen!$B:$D,3,0))","v":195.35}]
["Edelstahl","BFUV2A","BFUV2A16015","Bogen Segment    BFU V2A    160.15","Edelstahl W.Nr. 1.4301",60,133.05000000000001,{"$f":"G580*(1-VLOOKUP(F580,Konditionen!$B:$D,3,0))","v":133.05000000000001}]
["Edelstahl","BFUV2A","BFUV2A16030","Bogen Segment    BFU V2A    160.30","Edelstahl W.Nr. 1.4301",60,133.05000000000001,{"$f":"G581*(1-VLOOKUP(F581,Konditionen!$B:$D,3,0))","v":133.05000000000001}]
["Edelstahl","BFUV2A","BFUV2A16045","Bogen Segment    BFU V2A    160.45","Edelstahl W.Nr. 1.4301",60,141.5,{"$f":"G582*(1-VLOOKUP(F582,Konditionen!$B:$D,3,0))","v":141.5}]
["Edelstahl","BFUV2A","BFUV2A16060","Bogen Segment    BFU V2A    160.60","Edelstahl W.Nr. 1.4301",60,165.8,{"$f":"G583*(1-VLOOKUP(F583,Konditionen!$B:$D,3,0))","v":165.8}]
["Edelstahl","BFUV2A","BFUV2A16090","Bogen Segment    BFU V2A    160.90","Edelstahl W.Nr. 1.4301",60,195.35,{"$f":"G584*(1-VLOOKUP(F584,Konditionen!$B:$D,3,0))","v":195.35}]
["Edelstahl","BFUV2A","BFUV2A18015","Bogen Segment    BFU V2A    180.15","Edelstahl W.Nr. 1.4301",60,144.75,{"$f":"G585*(1-VLOOKUP(F585,Konditionen!$B:$D,3,0))","v":144.75}]
["Edelstahl","BFUV2A","BFUV2A18030","Bogen Segment    BFU V2A    180.30","Edelstahl W.Nr. 1.4301",60,144.75,{"$f":"G586*(1-VLOOKUP(F586,Konditionen!$B:$D,3,0))","v":144.75}]
["Edelstahl","BFUV2A","BFUV2A18045","Bogen Segment    BFU V2A    180.45","Edelstahl W.Nr. 1.4301",60,157.94999999999999,{"$f":"G587*(1-VLOOKUP(F587,Konditionen!$B:$D,3,0))","v":157.94999999999999}]
["Edelstahl","BFUV2A","BFUV2A18060","Bogen Segment    BFU V2A    180.60","Edelstahl W.Nr. 1.4301",60,182.25,{"$f":"G588*(1-VLOOKUP(F588,Konditionen!$B:$D,3,0))","v":182.25}]
["Edelstahl","BFUV2A","BFUV2A18090","Bogen Segment    BFU V2A    180.90","Edelstahl W.Nr. 1.4301",60,218.5,{"$f":"G589*(1-VLOOKUP(F589,Konditionen!$B:$D,3,0))","v":218.5}]
["Edelstahl","BFUV2A","BFUV2A20015","Bogen Segment    BFU V2A    200.15","Edelstahl W.Nr. 1.4301",60,144.75,{"$f":"G590*(1-VLOOKUP(F590,Konditionen!$B:$D,3,0))","v":144.75}]
["Edelstahl","BFUV2A","BFUV2A20030","Bogen Segment    BFU V2A    200.30","Edelstahl W.Nr. 1.4301",60,144.75,{"$f":"G591*(1-VLOOKUP(F591,Konditionen!$B:$D,3,0))","v":144.75}]
["Edelstahl","BFUV2A","BFUV2A20045","Bogen Segment    BFU V2A    200.45","Edelstahl W.Nr. 1.4301",60,157.94999999999999,{"$f":"G592*(1-VLOOKUP(F592,Konditionen!$B:$D,3,0))","v":157.94999999999999}]
["Edelstahl","BFUV2A","BFUV2A20060","Bogen Segment    BFU V2A    200.60","Edelstahl W.Nr. 1.4301",60,182.25,{"$f":"G593*(1-VLOOKUP(F593,Konditionen!$B:$D,3,0))","v":182.25}]
["Edelstahl","BFUV2A","BFUV2A20090","Bogen Segment    BFU V2A    200.90","Edelstahl W.Nr. 1.4301",60,218.5,{"$f":"G594*(1-VLOOKUP(F594,Konditionen!$B:$D,3,0))","v":218.5}]
["Edelstahl","BFUV2A","BFUV2A22415","Bogen Segment    BFU V2A    224.15","Edelstahl W.Nr. 1.4301",60,211.4,{"$f":"G595*(1-VLOOKUP(F595,Konditionen!$B:$D,3,0))","v":211.4}]
["Edelstahl","BFUV2A","BFUV2A22430","Bogen Segment    BFU V2A    224.30","Edelstahl W.Nr. 1.4301",60,211.4,{"$f":"G596*(1-VLOOKUP(F596,Konditionen!$B:$D,3,0))","v":211.4}]
["Edelstahl","BFUV2A","BFUV2A22445","Bogen Segment    BFU V2A    224.45","Edelstahl W.Nr. 1.4301",60,223.35,{"$f":"G597*(1-VLOOKUP(F597,Konditionen!$B:$D,3,0))","v":223.35}]
["Edelstahl","BFUV2A","BFUV2A22460","Bogen Segment    BFU V2A    224.60","Edelstahl W.Nr. 1.4301",60,258,{"$f":"G598*(1-VLOOKUP(F598,Konditionen!$B:$D,3,0))","v":258}]
["Edelstahl","BFUV2A","BFUV2A22490","Bogen Segment    BFU V2A    224.90","Edelstahl W.Nr. 1.4301",60,293.60000000000002,{"$f":"G599*(1-VLOOKUP(F599,Konditionen!$B:$D,3,0))","v":293.60000000000002}]
["Edelstahl","BFUV2A","BFUV2A25015","Bogen Segment    BFU V2A    250.15","Edelstahl W.Nr. 1.4301",60,211.4,{"$f":"G600*(1-VLOOKUP(F600,Konditionen!$B:$D,3,0))","v":211.4}]
["Edelstahl","BFUV2A","BFUV2A25030","Bogen Segment    BFU V2A    250.30","Edelstahl W.Nr. 1.4301",60,211.4,{"$f":"G601*(1-VLOOKUP(F601,Konditionen!$B:$D,3,0))","v":211.4}]
["Edelstahl","BFUV2A","BFUV2A25045","Bogen Segment    BFU V2A    250.45","Edelstahl W.Nr. 1.4301",60,223.35,{"$f":"G602*(1-VLOOKUP(F602,Konditionen!$B:$D,3,0))","v":223.35}]
["Edelstahl","BFUV2A","BFUV2A25060","Bogen Segment    BFU V2A    250.60","Edelstahl W.Nr. 1.4301",60,258,{"$f":"G603*(1-VLOOKUP(F603,Konditionen!$B:$D,3,0))","v":258}]
["Edelstahl","BFUV2A","BFUV2A25090","Bogen Segment    BFU V2A    250.90","Edelstahl W.Nr. 1.4301",60,293.60000000000002,{"$f":"G604*(1-VLOOKUP(F604,Konditionen!$B:$D,3,0))","v":293.60000000000002}]
["Edelstahl","BFUV2A","BFUV2A28015","Bogen Segment    BFU V2A    280.15","Edelstahl W.Nr. 1.4301",60,297.5,{"$f":"G605*(1-VLOOKUP(F605,Konditionen!$B:$D,3,0))","v":297.5}]
["Edelstahl","BFUV2A","BFUV2A28030","Bogen Segment    BFU V2A    280.30","Edelstahl W.Nr. 1.4301",60,297.5,{"$f":"G606*(1-VLOOKUP(F606,Konditionen!$B:$D,3,0))","v":297.5}]
["Edelstahl","BFUV2A","BFUV2A28045","Bogen Segment    BFU V2A    280.45","Edelstahl W.Nr. 1.4301",60,305.25,{"$f":"G607*(1-VLOOKUP(F607,Konditionen!$B:$D,3,0))","v":305.25}]
["Edelstahl","BFUV2A","BFUV2A28060","Bogen Segment    BFU V2A    280.60","Edelstahl W.Nr. 1.4301",60,351.75,{"$f":"G608*(1-VLOOKUP(F608,Konditionen!$B:$D,3,0))","v":351.75}]
["Edelstahl","BFUV2A","BFUV2A28090","Bogen Segment    BFU V2A    280.90","Edelstahl W.Nr. 1.4301",60,399.4,{"$f":"G609*(1-VLOOKUP(F609,Konditionen!$B:$D,3,0))","v":399.4}]
["Edelstahl","BFUV2A","BFUV2A30015","Bogen Segment    BFU V2A    300.15","Edelstahl W.Nr. 1.4301",60,297.5,{"$f":"G610*(1-VLOOKUP(F610,Konditionen!$B:$D,3,0))","v":297.5}]
["Edelstahl","BFUV2A","BFUV2A30030","Bogen Segment    BFU V2A    300.30","Edelstahl W.Nr. 1.4301",60,297.5,{"$f":"G611*(1-VLOOKUP(F611,Konditionen!$B:$D,3,0))","v":297.5}]
["Edelstahl","BFUV2A","BFUV2A30045","Bogen Segment    BFU V2A    300.45","Edelstahl W.Nr. 1.4301",60,305.25,{"$f":"G612*(1-VLOOKUP(F612,Konditionen!$B:$D,3,0))","v":305.25}]
["Edelstahl","BFUV2A","BFUV2A30060","Bogen Segment    BFU V2A    300.60","Edelstahl W.Nr. 1.4301",60,351.75,{"$f":"G613*(1-VLOOKUP(F613,Konditionen!$B:$D,3,0))","v":351.75}]
["Edelstahl","BFUV2A","BFUV2A30090","Bogen Segment    BFU V2A    300.90","Edelstahl W.Nr. 1.4301",60,399.4,{"$f":"G614*(1-VLOOKUP(F614,Konditionen!$B:$D,3,0))","v":399.4}]
["Edelstahl","BFUV2A","BFUV2A31515","Bogen Segment    BFU V2A    315.15","Edelstahl W.Nr. 1.4301",60,321.39999999999998,{"$f":"G615*(1-VLOOKUP(F615,Konditionen!$B:$D,3,0))","v":321.39999999999998}]
["Edelstahl","BFUV2A","BFUV2A31530","Bogen Segment    BFU V2A    315.30","Edelstahl W.Nr. 1.4301",60,321.39999999999998,{"$f":"G616*(1-VLOOKUP(F616,Konditionen!$B:$D,3,0))","v":321.39999999999998}]
["Edelstahl","BFUV2A","BFUV2A31545","Bogen Segment    BFU V2A    315.45","Edelstahl W.Nr. 1.4301",60,326,{"$f":"G617*(1-VLOOKUP(F617,Konditionen!$B:$D,3,0))","v":326}]
["Edelstahl","BFUV2A","BFUV2A31560","Bogen Segment    BFU V2A    315.60","Edelstahl W.Nr. 1.4301",60,378.05,{"$f":"G618*(1-VLOOKUP(F618,Konditionen!$B:$D,3,0))","v":378.05}]
["Edelstahl","BFUV2A","BFUV2A31590","Bogen Segment    BFU V2A    315.90","Edelstahl W.Nr. 1.4301",60,433.45,{"$f":"G619*(1-VLOOKUP(F619,Konditionen!$B:$D,3,0))","v":433.45}]
["Edelstahl","BFUV2A","BFUV2A35515","Bogen Segment    BFU V2A    355.15","Edelstahl W.Nr. 1.4301",60,376.7,{"$f":"G620*(1-VLOOKUP(F620,Konditionen!$B:$D,3,0))","v":376.7}]
["Edelstahl","BFUV2A","BFUV2A35530","Bogen Segment    BFU V2A    355.30","Edelstahl W.Nr. 1.4301",60,376.7,{"$f":"G621*(1-VLOOKUP(F621,Konditionen!$B:$D,3,0))","v":376.7}]
["Edelstahl","BFUV2A","BFUV2A35545","Bogen Segment    BFU V2A    355.45","Edelstahl W.Nr. 1.4301",60,380.65,{"$f":"G622*(1-VLOOKUP(F622,Konditionen!$B:$D,3,0))","v":380.65}]
["Edelstahl","BFUV2A","BFUV2A35560","Bogen Segment    BFU V2A    355.60","Edelstahl W.Nr. 1.4301",60,437.25,{"$f":"G623*(1-VLOOKUP(F623,Konditionen!$B:$D,3,0))","v":437.25}]
["Edelstahl","BFUV2A","BFUV2A35590","Bogen Segment    BFU V2A    355.90","Edelstahl W.Nr. 1.4301",60,495.05,{"$f":"G624*(1-VLOOKUP(F624,Konditionen!$B:$D,3,0))","v":495.05}]
["Edelstahl","BFUV2A","BFUV2A40015","Bogen Segment    BFU V2A    400.15","Edelstahl W.Nr. 1.4301",60,461.1,{"$f":"G625*(1-VLOOKUP(F625,Konditionen!$B:$D,3,0))","v":461.1}]
["Edelstahl","BFUV2A","BFUV2A40030","Bogen Segment    BFU V2A    400.30","Edelstahl W.Nr. 1.4301",60,461.1,{"$f":"G626*(1-VLOOKUP(F626,Konditionen!$B:$D,3,0))","v":461.1}]
["Edelstahl","BFUV2A","BFUV2A40045","Bogen Segment    BFU V2A    400.45","Edelstahl W.Nr. 1.4301",60,469.1,{"$f":"G627*(1-VLOOKUP(F627,Konditionen!$B:$D,3,0))","v":469.1}]
["Edelstahl","BFUV2A","BFUV2A40060","Bogen Segment    BFU V2A    400.60","Edelstahl W.Nr. 1.4301",60,544.5,{"$f":"G628*(1-VLOOKUP(F628,Konditionen!$B:$D,3,0))","v":544.5}]
["Edelstahl","BFUV2A","BFUV2A40090","Bogen Segment    BFU V2A    400.90","Edelstahl W.Nr. 1.4301",60,618.15,{"$f":"G629*(1-VLOOKUP(F629,Konditionen!$B:$D,3,0))","v":618.15}]
["Edelstahl","BFUV2A","BFUV2A45015","Bogen Segment    BFU V2A    450.15","Edelstahl W.Nr. 1.4301",60,564.1,{"$f":"G630*(1-VLOOKUP(F630,Konditionen!$B:$D,3,0))","v":564.1}]
["Edelstahl","BFUV2A","BFUV2A45030","Bogen Segment    BFU V2A    450.30","Edelstahl W.Nr. 1.4301",60,564.1,{"$f":"G631*(1-VLOOKUP(F631,Konditionen!$B:$D,3,0))","v":564.1}]
["Edelstahl","BFUV2A","BFUV2A45045","Bogen Segment    BFU V2A    450.45","Edelstahl W.Nr. 1.4301",60,575,{"$f":"G632*(1-VLOOKUP(F632,Konditionen!$B:$D,3,0))","v":575}]
["Edelstahl","BFUV2A","BFUV2A45060","Bogen Segment    BFU V2A    450.60","Edelstahl W.Nr. 1.4301",60,691.15,{"$f":"G633*(1-VLOOKUP(F633,Konditionen!$B:$D,3,0))","v":691.15}]
["Edelstahl","BFUV2A","BFUV2A45090","Bogen Segment    BFU V2A    450.90","Edelstahl W.Nr. 1.4301",60,751.7,{"$f":"G634*(1-VLOOKUP(F634,Konditionen!$B:$D,3,0))","v":751.7}]
["Edelstahl","BFUV2A","BFUV2A50015","Bogen Segment    BFU V2A    500.15","Edelstahl W.Nr. 1.4301",60,663.3,{"$f":"G635*(1-VLOOKUP(F635,Konditionen!$B:$D,3,0))","v":663.3}]
["Edelstahl","BFUV2A","BFUV2A50030","Bogen Segment    BFU V2A    500.30","Edelstahl W.Nr. 1.4301",60,663.3,{"$f":"G636*(1-VLOOKUP(F636,Konditionen!$B:$D,3,0))","v":663.3}]
["Edelstahl","BFUV2A","BFUV2A50045","Bogen Segment    BFU V2A    500.45","Edelstahl W.Nr. 1.4301",60,680.35,{"$f":"G637*(1-VLOOKUP(F637,Konditionen!$B:$D,3,0))","v":680.35}]
["Edelstahl","BFUV2A","BFUV2A50060","Bogen Segment    BFU V2A    500.60","Edelstahl W.Nr. 1.4301",60,785.65,{"$f":"G638*(1-VLOOKUP(F638,Konditionen!$B:$D,3,0))","v":785.65}]
["Edelstahl","BFUV2A","BFUV2A50090","Bogen Segment    BFU V2A    500.90","Edelstahl W.Nr. 1.4301",60,885.8,{"$f":"G639*(1-VLOOKUP(F639,Konditionen!$B:$D,3,0))","v":885.8}]
["Edelstahl","BFUV2A","BFUV2A56015","Bogen Segment    BFU V2A    560.15","Edelstahl W.Nr. 1.4301",60,816.85,{"$f":"G640*(1-VLOOKUP(F640,Konditionen!$B:$D,3,0))","v":816.85}]
["Edelstahl","BFUV2A","BFUV2A56030","Bogen Segment    BFU V2A    560.30","Edelstahl W.Nr. 1.4301",60,816.85,{"$f":"G641*(1-VLOOKUP(F641,Konditionen!$B:$D,3,0))","v":816.85}]
["Edelstahl","BFUV2A","BFUV2A56045","Bogen Segment    BFU V2A    560.45","Edelstahl W.Nr. 1.4301",60,841.8,{"$f":"G642*(1-VLOOKUP(F642,Konditionen!$B:$D,3,0))","v":841.8}]
["Edelstahl","BFUV2A","BFUV2A56060","Bogen Segment    BFU V2A    560.60","Edelstahl W.Nr. 1.4301",60,973.8,{"$f":"G643*(1-VLOOKUP(F643,Konditionen!$B:$D,3,0))","v":973.8}]
["Edelstahl","BFUV2A","BFUV2A56090","Bogen Segment    BFU V2A    560.90","Edelstahl W.Nr. 1.4301",60,1090,{"$f":"G644*(1-VLOOKUP(F644,Konditionen!$B:$D,3,0))","v":1090}]
["Edelstahl","BFUV2A","BFUV2A60015","Bogen Segment    BFU V2A    600.15","Edelstahl W.Nr. 1.4301",60,1001,{"$f":"G645*(1-VLOOKUP(F645,Konditionen!$B:$D,3,0))","v":1001}]
["Edelstahl","BFUV2A","BFUV2A60030","Bogen Segment    BFU V2A    600.30","Edelstahl W.Nr. 1.4301",60,1001,{"$f":"G646*(1-VLOOKUP(F646,Konditionen!$B:$D,3,0))","v":1001}]
["Edelstahl","BFUV2A","BFUV2A60045","Bogen Segment    BFU V2A    600.45","Edelstahl W.NR. 1.4301",60,1039,{"$f":"G647*(1-VLOOKUP(F647,Konditionen!$B:$D,3,0))","v":1039}]
["Edelstahl","BFUV2A","BFUV2A60060","Bogen Segment    BFU V2A    600.60","Edelstahl W.Nr. 1.4301",60,1202,{"$f":"G648*(1-VLOOKUP(F648,Konditionen!$B:$D,3,0))","v":1202}]
["Edelstahl","BFUV2A","BFUV2A60090","Bogen Segment    BFU V2A    600.90","Edelstahl W.Nr. 1.4301",60,1348,{"$f":"G649*(1-VLOOKUP(F649,Konditionen!$B:$D,3,0))","v":1348}]
["Edelstahl","BFUV2A","BFUV2A63015","Bogen Segment    BFU V2A    630.15","Edelstahl W.Nr. 1.4301",60,1122,{"$f":"G650*(1-VLOOKUP(F650,Konditionen!$B:$D,3,0))","v":1122}]
["Edelstahl","BFUV2A","BFUV2A63030","Bogen Segment    BFU V2A    630.30","Edelstahl W.Nr. 1.4301",60,1122,{"$f":"G651*(1-VLOOKUP(F651,Konditionen!$B:$D,3,0))","v":1122}]
["Edelstahl","BFUV2A","BFUV2A63045","Bogen Segment    BFU V2A    630.45","Edelstahl W.Nr. 1.4301",60,1148,{"$f":"G652*(1-VLOOKUP(F652,Konditionen!$B:$D,3,0))","v":1148}]
["Edelstahl","BFUV2A","BFUV2A63060","Bogen Segment    BFU V2A    630.60","Edelstahl W.Nr. 1.4301",60,1329,{"$f":"G653*(1-VLOOKUP(F653,Konditionen!$B:$D,3,0))","v":1329}]
["Edelstahl","BFUV2A","BFUV2A63090","Bogen Segment    BFU V2A    630.90","Edelstahl W.Nr. 1.4301",60,1493,{"$f":"G654*(1-VLOOKUP(F654,Konditionen!$B:$D,3,0))","v":1493}]
["Edelstahl","BFUV2A","BFUV2A71015","Bogen Segment    BFU V2A    710.15","Edelstahl W.Nr. 1.4301",60,1406,{"$f":"G655*(1-VLOOKUP(F655,Konditionen!$B:$D,3,0))","v":1406}]
["Edelstahl","BFUV2A","BFUV2A71030","Bogen Segment    BFU V2A    710.30","Edelstahl W.Nr. 1.4301",60,1406,{"$f":"G656*(1-VLOOKUP(F656,Konditionen!$B:$D,3,0))","v":1406}]
["Edelstahl","BFUV2A","BFUV2A71045","Bogen Segment    BFU V2A    710.45","Edelstahl W.Nr. 1.4301",60,1456,{"$f":"G657*(1-VLOOKUP(F657,Konditionen!$B:$D,3,0))","v":1456}]
["Edelstahl","BFUV2A","BFUV2A71060","Bogen Segment    BFU V2A    710.60","Edelstahl W.Nr. 1.4301",60,1725,{"$f":"G658*(1-VLOOKUP(F658,Konditionen!$B:$D,3,0))","v":1725}]
["Edelstahl","BFUV2A","BFUV2A71090","Bogen Segment    BFU V2A    710.90","Edelstahl W.Nr. 1.4301",60,1890,{"$f":"G659*(1-VLOOKUP(F659,Konditionen!$B:$D,3,0))","v":1890}]
["Edelstahl","BFUV2A","BFUV2A80015","Bogen Segment    BFU V2A    800.15","Edelstahl W.Nr. 1.4301",60,1708,{"$f":"G660*(1-VLOOKUP(F660,Konditionen!$B:$D,3,0))","v":1708}]
["Edelstahl","BFUV2A","BFUV2A80030","Bogen Segment    BFU V2A    800.30","Edelstahl W.Nr. 1.4301",60,1708,{"$f":"G661*(1-VLOOKUP(F661,Konditionen!$B:$D,3,0))","v":1708}]
["Edelstahl","BFUV2A","BFUV2A80045","Bogen Segment    BFU V2A    800.45","Edelstahl W.Nr. 1.4301",60,1744,{"$f":"G662*(1-VLOOKUP(F662,Konditionen!$B:$D,3,0))","v":1744}]
["Edelstahl","BFUV2A","BFUV2A80060","Bogen Segment    BFU V2A    800.60","Edelstahl W.Nr. 1.4301",60,2078,{"$f":"G663*(1-VLOOKUP(F663,Konditionen!$B:$D,3,0))","v":2078}]
["Edelstahl","BFUV2A","BFUV2A80090","Bogen Segment    BFU V2A    800.90","Edelstahl W.Nr. 1.4301",60,2300,{"$f":"G664*(1-VLOOKUP(F664,Konditionen!$B:$D,3,0))","v":2300}]
["Edelstahl","BFUV2A","BFUV2A90030","Bogen Segment    BFU V2A    900.30","Edelstahl W.Nr. 1.4301",60,2423,{"$f":"G665*(1-VLOOKUP(F665,Konditionen!$B:$D,3,0))","v":2423}]
["Edelstahl","BFUV2A","BFUV2A90045","Bogen Segment    BFU V2A    900.45","Edelstahl W.Nr. 1.4301",60,2459,{"$f":"G666*(1-VLOOKUP(F666,Konditionen!$B:$D,3,0))","v":2459}]
["Edelstahl","BFUV2A","BFUV2A90060","Bogen Segment    BFU V2A    900.60","Edelstahl W.Nr. 1.4301",60,2962,{"$f":"G667*(1-VLOOKUP(F667,Konditionen!$B:$D,3,0))","v":2962}]
["Edelstahl","BFUV2A","BFUV2A90090","Bogen Segment    BFU V2A    900.90","Edelstahl W.Nr. 1.4301",60,3018,{"$f":"G668*(1-VLOOKUP(F668,Konditionen!$B:$D,3,0))","v":3018}]
["Rohre und Formteile","BFU","BFU100015","Bogen Segment    BFU      1000.15","",30,754.3,{"$f":"G669*(1-VLOOKUP(F669,Konditionen!$B:$D,3,0))","v":754.3}]
["Rohre und Formteile","BFU","BFU100030","Bogen Segment    BFU      1000.30","",30,779.55,{"$f":"G670*(1-VLOOKUP(F670,Konditionen!$B:$D,3,0))","v":779.55}]
["Rohre und Formteile","BFU","BFU100045","Bogen Segment    BFU      1000.45","",30,966.75,{"$f":"G671*(1-VLOOKUP(F671,Konditionen!$B:$D,3,0))","v":966.75}]
["Rohre und Formteile","BFU","BFU100060","Bogen Segment    BFU      1000.60","",30,1077,{"$f":"G672*(1-VLOOKUP(F672,Konditionen!$B:$D,3,0))","v":1077}]
["Rohre und Formteile","BFU","BFU100090","Bogen Segment    BFU      1000.90","",30,1117,{"$f":"G673*(1-VLOOKUP(F673,Konditionen!$B:$D,3,0))","v":1117}]
["Rohre und Formteile","BFU","BFU10015","Bogen Segment    BFU       100.15","",30,35.950000000000003,{"$f":"G674*(1-VLOOKUP(F674,Konditionen!$B:$D,3,0))","v":35.950000000000003}]
["Rohre und Formteile","BFU","BFU10030","Bogen Segment    BFU       100.30","",30,35.950000000000003,{"$f":"G675*(1-VLOOKUP(F675,Konditionen!$B:$D,3,0))","v":35.950000000000003}]
["Rohre und Formteile","BFU","BFU10045","Bogen Segment    BFU       100.45","",30,39.299999999999997,{"$f":"G676*(1-VLOOKUP(F676,Konditionen!$B:$D,3,0))","v":39.299999999999997}]
["Rohre und Formteile","BFU","BFU10060","Bogen Segment    BFU       100.60","",30,45.45,{"$f":"G677*(1-VLOOKUP(F677,Konditionen!$B:$D,3,0))","v":45.45}]
["Rohre und Formteile","BFU","BFU10090","Bogen Segment    BFU       100.90","",30,57.2,{"$f":"G678*(1-VLOOKUP(F678,Konditionen!$B:$D,3,0))","v":57.2}]
["Rohre und Formteile","BFU","BFU112015","Bogen Segment    BFU      1120.15","",30,886.85,{"$f":"G679*(1-VLOOKUP(F679,Konditionen!$B:$D,3,0))","v":886.85}]
["Rohre und Formteile","BFU","BFU112030","Bogen Segment    BFU      1120.30","",30,977.65,{"$f":"G680*(1-VLOOKUP(F680,Konditionen!$B:$D,3,0))","v":977.65}]
["Rohre und Formteile","BFU","BFU112045","Bogen Segment    BFU      1120.45","",30,1216,{"$f":"G681*(1-VLOOKUP(F681,Konditionen!$B:$D,3,0))","v":1216}]
["Rohre und Formteile","BFU","BFU112060","Bogen Segment    BFU      1120.60","",30,1355,{"$f":"G682*(1-VLOOKUP(F682,Konditionen!$B:$D,3,0))","v":1355}]
["Rohre und Formteile","BFU","BFU112090","Bogen Segment    BFU      1120.90","",30,1429,{"$f":"G683*(1-VLOOKUP(F683,Konditionen!$B:$D,3,0))","v":1429}]
["Rohre und Formteile","BFU","BFU11215","Bogen Segment    BFU      112.15","",30,36.75,{"$f":"G684*(1-VLOOKUP(F684,Konditionen!$B:$D,3,0))","v":36.75}]
["Rohre und Formteile","BFU","BFU11230","Bogen Segment    BFU       112.30","",30,36.75,{"$f":"G685*(1-VLOOKUP(F685,Konditionen!$B:$D,3,0))","v":36.75}]
["Rohre und Formteile","BFU","BFU11245","Bogen Segment    BFU       112.45","",30,42.85,{"$f":"G686*(1-VLOOKUP(F686,Konditionen!$B:$D,3,0))","v":42.85}]
["Rohre und Formteile","BFU","BFU11260","Bogen Segment    BFU       112.60","",30,48.7,{"$f":"G687*(1-VLOOKUP(F687,Konditionen!$B:$D,3,0))","v":48.7}]
["Rohre und Formteile","BFU","BFU11290","Bogen Segment    BFU       112.90","",30,60.75,{"$f":"G688*(1-VLOOKUP(F688,Konditionen!$B:$D,3,0))","v":60.75}]
["Rohre und Formteile","BFU","BFU125015","Bogen Segment    BFU      1250.15","",30,1134,{"$f":"G689*(1-VLOOKUP(F689,Konditionen!$B:$D,3,0))","v":1134}]
["Rohre und Formteile","BFU","BFU125030","Bogen Segment    BFU      1250.30","",30,1180,{"$f":"G690*(1-VLOOKUP(F690,Konditionen!$B:$D,3,0))","v":1180}]
["Rohre und Formteile","BFU","BFU125045","Bogen Segment    BFU      1250.45","",30,1474,{"$f":"G691*(1-VLOOKUP(F691,Konditionen!$B:$D,3,0))","v":1474}]
["Rohre und Formteile","BFU","BFU125060","Bogen Segment    BFU      1250.60","",30,1641,{"$f":"G692*(1-VLOOKUP(F692,Konditionen!$B:$D,3,0))","v":1641}]
["Rohre und Formteile","BFU","BFU125090","Bogen Segment    BFU       1250.90","",30,1733,{"$f":"G693*(1-VLOOKUP(F693,Konditionen!$B:$D,3,0))","v":1733}]
["Rohre und Formteile","BFU","BFU12515","Bogen Segment    BFU       125.15","",30,36.75,{"$f":"G694*(1-VLOOKUP(F694,Konditionen!$B:$D,3,0))","v":36.75}]
["Rohre und Formteile","BFU","BFU12530","Bogen Segment    BFU       125.30","",30,36.75,{"$f":"G695*(1-VLOOKUP(F695,Konditionen!$B:$D,3,0))","v":36.75}]
["Rohre und Formteile","BFU","BFU12545","Bogen Segment    BFU       125.45","",30,42.85,{"$f":"G696*(1-VLOOKUP(F696,Konditionen!$B:$D,3,0))","v":42.85}]
["Rohre und Formteile","BFU","BFU12560","Bogen Segment    BFU       125.60","",30,48.7,{"$f":"G697*(1-VLOOKUP(F697,Konditionen!$B:$D,3,0))","v":48.7}]
["Rohre und Formteile","BFU","BFU12590","Bogen Segment    BFU       125.90","",30,60.75,{"$f":"G698*(1-VLOOKUP(F698,Konditionen!$B:$D,3,0))","v":60.75}]
["Rohre und Formteile","BFU","BFU14015","Bogen Segment    BFU       140.15","",30,44.5,{"$f":"G699*(1-VLOOKUP(F699,Konditionen!$B:$D,3,0))","v":44.5}]
["Rohre und Formteile","BFU","BFU14030","Bogen Segment    BFU       140.30","",30,44.5,{"$f":"G700*(1-VLOOKUP(F700,Konditionen!$B:$D,3,0))","v":44.5}]
["Rohre und Formteile","BFU","BFU14045","Bogen Segment    BFU       140.45","",30,48.2,{"$f":"G701*(1-VLOOKUP(F701,Konditionen!$B:$D,3,0))","v":48.2}]
["Rohre und Formteile","BFU","BFU14060","Bogen Segment    BFU       140.60","",30,57.4,{"$f":"G702*(1-VLOOKUP(F702,Konditionen!$B:$D,3,0))","v":57.4}]
["Rohre und Formteile","BFU","BFU14090","Bogen Segment    BFU       140.90","",30,69.45,{"$f":"G703*(1-VLOOKUP(F703,Konditionen!$B:$D,3,0))","v":69.45}]
["Rohre und Formteile","BFU","BFU15015","Bogen Segment    BFU       150.15","",30,44.5,{"$f":"G704*(1-VLOOKUP(F704,Konditionen!$B:$D,3,0))","v":44.5}]
["Rohre und Formteile","BFU","BFU15030","Bogen Segment    BFU       150.30","",30,44.5,{"$f":"G705*(1-VLOOKUP(F705,Konditionen!$B:$D,3,0))","v":44.5}]
["Rohre und Formteile","BFU","BFU15045","Bogen Segment    BFU       150.45","",30,48.2,{"$f":"G706*(1-VLOOKUP(F706,Konditionen!$B:$D,3,0))","v":48.2}]
["Rohre und Formteile","BFU","BFU15060","Bogen Segment    BFU       150.60","",30,57.4,{"$f":"G707*(1-VLOOKUP(F707,Konditionen!$B:$D,3,0))","v":57.4}]
["Rohre und Formteile","BFU","BFU15090","Bogen Segment    BFU       150.90","",30,69.45,{"$f":"G708*(1-VLOOKUP(F708,Konditionen!$B:$D,3,0))","v":69.45}]
["Rohre und Formteile","BFU","BFU16015","Bogen Segment    BFU       160.15","",30,44.5,{"$f":"G709*(1-VLOOKUP(F709,Konditionen!$B:$D,3,0))","v":44.5}]
["Rohre und Formteile","BFU","BFU16030","Bogen Segment    BFU       160.30","",30,44.5,{"$f":"G710*(1-VLOOKUP(F710,Konditionen!$B:$D,3,0))","v":44.5}]
["Rohre und Formteile","BFU","BFU16045","Bogen Segment    BFU       160.45","",30,48.2,{"$f":"G711*(1-VLOOKUP(F711,Konditionen!$B:$D,3,0))","v":48.2}]
["Rohre und Formteile","BFU","BFU16060","Bogen Segment    BFU       160.60","",30,57.4,{"$f":"G712*(1-VLOOKUP(F712,Konditionen!$B:$D,3,0))","v":57.4}]
["Rohre und Formteile","BFU","BFU16090","Bogen Segment    BFU       160.90","",30,69.45,{"$f":"G713*(1-VLOOKUP(F713,Konditionen!$B:$D,3,0))","v":69.45}]
["Rohre und Formteile","BFU","BFU18015","Bogen Segment    BFU       180.15","",30,50.5,{"$f":"G714*(1-VLOOKUP(F714,Konditionen!$B:$D,3,0))","v":50.5}]
["Rohre und Formteile","BFU","BFU18030","Bogen Segment    BFU       180.30","",30,50.5,{"$f":"G715*(1-VLOOKUP(F715,Konditionen!$B:$D,3,0))","v":50.5}]
["Rohre und Formteile","BFU","BFU18045","Bogen Segment    BFU       180.45","",30,56.45,{"$f":"G716*(1-VLOOKUP(F716,Konditionen!$B:$D,3,0))","v":56.45}]
["Rohre und Formteile","BFU","BFU18060","Bogen Segment    BFU       180.60","",30,65.900000000000006,{"$f":"G717*(1-VLOOKUP(F717,Konditionen!$B:$D,3,0))","v":65.900000000000006}]
["Rohre und Formteile","BFU","BFU18090","Bogen Segment    BFU       180.90","",30,90.6,{"$f":"G718*(1-VLOOKUP(F718,Konditionen!$B:$D,3,0))","v":90.6}]
["Rohre und Formteile","BFU","BFU20015","Bogen Segment    BFU       200.15","",30,50.5,{"$f":"G719*(1-VLOOKUP(F719,Konditionen!$B:$D,3,0))","v":50.5}]
["Rohre und Formteile","BFU","BFU20030","Bogen Segment    BFU       200.30","",30,50.5,{"$f":"G720*(1-VLOOKUP(F720,Konditionen!$B:$D,3,0))","v":50.5}]
["Rohre und Formteile","BFU","BFU20045","Bogen Segment    BFU       200.45","",30,56.45,{"$f":"G721*(1-VLOOKUP(F721,Konditionen!$B:$D,3,0))","v":56.45}]
["Rohre und Formteile","BFU","BFU20060","Bogen Segment    BFU       200.60","",30,65.900000000000006,{"$f":"G722*(1-VLOOKUP(F722,Konditionen!$B:$D,3,0))","v":65.900000000000006}]
["Rohre und Formteile","BFU","BFU20090","Bogen Segment    BFU       200.90","",30,90.6,{"$f":"G723*(1-VLOOKUP(F723,Konditionen!$B:$D,3,0))","v":90.6}]
["Rohre und Formteile","BFU","BFU22415","Bogen Segment    BFU       224.15","",30,65.25,{"$f":"G724*(1-VLOOKUP(F724,Konditionen!$B:$D,3,0))","v":65.25}]
["Rohre und Formteile","BFU","BFU22430","Bogen Segment    BFU       224.30","",30,65.25,{"$f":"G725*(1-VLOOKUP(F725,Konditionen!$B:$D,3,0))","v":65.25}]
["Rohre und Formteile","BFU","BFU22445","Bogen Segment    BFU       224.45","",30,69.55,{"$f":"G726*(1-VLOOKUP(F726,Konditionen!$B:$D,3,0))","v":69.55}]
["Rohre und Formteile","BFU","BFU22460","Bogen Segment    BFU       224.60","",30,88.4,{"$f":"G727*(1-VLOOKUP(F727,Konditionen!$B:$D,3,0))","v":88.4}]
["Rohre und Formteile","BFU","BFU22490","Bogen Segment    BFU       224.90","",30,101.9,{"$f":"G728*(1-VLOOKUP(F728,Konditionen!$B:$D,3,0))","v":101.9}]
["Rohre und Formteile","BFU","BFU25015","Bogen Segment    BFU       250.15","",30,65.25,{"$f":"G729*(1-VLOOKUP(F729,Konditionen!$B:$D,3,0))","v":65.25}]
["Rohre und Formteile","BFU","BFU25030","Bogen Segment    BFU       250.30","",30,65.25,{"$f":"G730*(1-VLOOKUP(F730,Konditionen!$B:$D,3,0))","v":65.25}]
["Rohre und Formteile","BFU","BFU25045","Bogen Segment    BFU       250.45","",30,69.55,{"$f":"G731*(1-VLOOKUP(F731,Konditionen!$B:$D,3,0))","v":69.55}]
["Rohre und Formteile","BFU","BFU25060","Bogen Segment    BFU       250.60","",30,88.4,{"$f":"G732*(1-VLOOKUP(F732,Konditionen!$B:$D,3,0))","v":88.4}]
["Rohre und Formteile","BFU","BFU25090","Bogen Segment    BFU       250.90","",30,101.9,{"$f":"G733*(1-VLOOKUP(F733,Konditionen!$B:$D,3,0))","v":101.9}]
["Rohre und Formteile","BFU","BFU28015","Bogen Segment    BFU       280.15","",30,82.1,{"$f":"G734*(1-VLOOKUP(F734,Konditionen!$B:$D,3,0))","v":82.1}]
["Rohre und Formteile","BFU","BFU28030","Bogen Segment    BFU       280.30","",30,82.1,{"$f":"G735*(1-VLOOKUP(F735,Konditionen!$B:$D,3,0))","v":82.1}]
["Rohre und Formteile","BFU","BFU28045","Bogen Segment    BFU       280.45","",30,89.9,{"$f":"G736*(1-VLOOKUP(F736,Konditionen!$B:$D,3,0))","v":89.9}]
["Rohre und Formteile","BFU","BFU28060","Bogen Segment    BFU       280.60","",30,111.25,{"$f":"G737*(1-VLOOKUP(F737,Konditionen!$B:$D,3,0))","v":111.25}]
["Rohre und Formteile","BFU","BFU28090","Bogen Segment    BFU       280.90","",30,130.1,{"$f":"G738*(1-VLOOKUP(F738,Konditionen!$B:$D,3,0))","v":130.1}]
["Rohre und Formteile","BFU","BFU30015","Bogen Segment    BFU       300.15","",30,82.1,{"$f":"G739*(1-VLOOKUP(F739,Konditionen!$B:$D,3,0))","v":82.1}]
["Rohre und Formteile","BFU","BFU30030","Bogen Segment    BFU       300.30","",30,82.1,{"$f":"G740*(1-VLOOKUP(F740,Konditionen!$B:$D,3,0))","v":82.1}]
["Rohre und Formteile","BFU","BFU30045","Bogen Segment    BFU       300.45","",30,89.9,{"$f":"G741*(1-VLOOKUP(F741,Konditionen!$B:$D,3,0))","v":89.9}]
["Rohre und Formteile","BFU","BFU30060","Bogen Segment    BFU       300.60","",30,111.25,{"$f":"G742*(1-VLOOKUP(F742,Konditionen!$B:$D,3,0))","v":111.25}]
["Rohre und Formteile","BFU","BFU30090","Bogen Segment    BFU       300.90","",30,130.1,{"$f":"G743*(1-VLOOKUP(F743,Konditionen!$B:$D,3,0))","v":130.1}]
["Rohre und Formteile","BFU","BFU31515","Bogen Segment    BFU       315.15","",30,87.15,{"$f":"G744*(1-VLOOKUP(F744,Konditionen!$B:$D,3,0))","v":87.15}]
["Rohre und Formteile","BFU","BFU31530","Bogen Segment    BFU       315.30","",30,88.95,{"$f":"G745*(1-VLOOKUP(F745,Konditionen!$B:$D,3,0))","v":88.95}]
["Rohre und Formteile","BFU","BFU31545","Bogen Segment    BFU       315.45","",30,96.9,{"$f":"G746*(1-VLOOKUP(F746,Konditionen!$B:$D,3,0))","v":96.9}]
["Rohre und Formteile","BFU","BFU31560","Bogen Segment    BFU       315.60","",30,116.6,{"$f":"G747*(1-VLOOKUP(F747,Konditionen!$B:$D,3,0))","v":116.6}]
["Rohre und Formteile","BFU","BFU31590","Bogen Segment    BFU       315.90","",30,140.9,{"$f":"G748*(1-VLOOKUP(F748,Konditionen!$B:$D,3,0))","v":140.9}]
["Rohre und Formteile","BFU","BFU35515","Bogen Segment    BFU       355.15","",30,89.65,{"$f":"G749*(1-VLOOKUP(F749,Konditionen!$B:$D,3,0))","v":89.65}]
["Rohre und Formteile","BFU","BFU35530","Bogen Segment    BFU       355.30","",30,96.7,{"$f":"G750*(1-VLOOKUP(F750,Konditionen!$B:$D,3,0))","v":96.7}]
["Rohre und Formteile","BFU","BFU35545","Bogen Segment    BFU       355.45","",30,101.4,{"$f":"G751*(1-VLOOKUP(F751,Konditionen!$B:$D,3,0))","v":101.4}]
["Rohre und Formteile","BFU","BFU35560","Bogen Segment    BFU       355.60","",30,126,{"$f":"G752*(1-VLOOKUP(F752,Konditionen!$B:$D,3,0))","v":126}]
["Rohre und Formteile","BFU","BFU35590","Bogen Segment    BFU       355.90","",30,148.35,{"$f":"G753*(1-VLOOKUP(F753,Konditionen!$B:$D,3,0))","v":148.35}]
["Rohre und Formteile","BFU","BFU40015","Bogen Segment    BFU       400.15","",30,101.9,{"$f":"G754*(1-VLOOKUP(F754,Konditionen!$B:$D,3,0))","v":101.9}]
["Rohre und Formteile","BFU","BFU40030","Bogen Segment    BFU       400.30","",30,102.65,{"$f":"G755*(1-VLOOKUP(F755,Konditionen!$B:$D,3,0))","v":102.65}]
["Rohre und Formteile","BFU","BFU40045","Bogen Segment    BFU       400.45","",30,111.05,{"$f":"G756*(1-VLOOKUP(F756,Konditionen!$B:$D,3,0))","v":111.05}]
["Rohre und Formteile","BFU","BFU40060","Bogen Segment    BFU       400.60","",30,134.19999999999999,{"$f":"G757*(1-VLOOKUP(F757,Konditionen!$B:$D,3,0))","v":134.19999999999999}]
["Rohre und Formteile","BFU","BFU40090","Bogen Segment    BFU       400.90","",30,164.15,{"$f":"G758*(1-VLOOKUP(F758,Konditionen!$B:$D,3,0))","v":164.15}]
["Rohre und Formteile","BFU","BFU45015","Bogen Segment    BFU       450.15","",30,117.55,{"$f":"G759*(1-VLOOKUP(F759,Konditionen!$B:$D,3,0))","v":117.55}]
["Rohre und Formteile","BFU","BFU45030","Bogen Segment    BFU       450.30","",30,121.2,{"$f":"G760*(1-VLOOKUP(F760,Konditionen!$B:$D,3,0))","v":121.2}]
["Rohre und Formteile","BFU","BFU45045","Bogen Segment    BFU       450.45","",30,132.1,{"$f":"G761*(1-VLOOKUP(F761,Konditionen!$B:$D,3,0))","v":132.1}]
["Rohre und Formteile","BFU","BFU45060","Bogen Segment    BFU       450.60","",30,155.65,{"$f":"G762*(1-VLOOKUP(F762,Konditionen!$B:$D,3,0))","v":155.65}]
["Rohre und Formteile","BFU","BFU45090","Bogen Segment    BFU       450.90","",30,190.55,{"$f":"G763*(1-VLOOKUP(F763,Konditionen!$B:$D,3,0))","v":190.55}]
["Rohre und Formteile","BFU","BFU50015","Bogen Segment    BFU       500.15","",30,147.4,{"$f":"G764*(1-VLOOKUP(F764,Konditionen!$B:$D,3,0))","v":147.4}]
["Rohre und Formteile","BFU","BFU50030","Bogen Segment    BFU       500.30","",30,149.80000000000001,{"$f":"G765*(1-VLOOKUP(F765,Konditionen!$B:$D,3,0))","v":149.80000000000001}]
["Rohre und Formteile","BFU","BFU50045","Bogen Segment    BFU       500.45","",30,170.35,{"$f":"G766*(1-VLOOKUP(F766,Konditionen!$B:$D,3,0))","v":170.35}]
["Rohre und Formteile","BFU","BFU50060","Bogen Segment    BFU       500.60","",30,191.9,{"$f":"G767*(1-VLOOKUP(F767,Konditionen!$B:$D,3,0))","v":191.9}]
["Rohre und Formteile","BFU","BFU50090","Bogen Segment    BFU       500.90","",30,234.35,{"$f":"G768*(1-VLOOKUP(F768,Konditionen!$B:$D,3,0))","v":234.35}]
["Rohre und Formteile","BFU","BFU56015","Bogen Segment    BFU       560.15","",30,194.3,{"$f":"G769*(1-VLOOKUP(F769,Konditionen!$B:$D,3,0))","v":194.3}]
["Rohre und Formteile","BFU","BFU56030","Bogen Segment    BFU       560.30","",30,199.75,{"$f":"G770*(1-VLOOKUP(F770,Konditionen!$B:$D,3,0))","v":199.75}]
["Rohre und Formteile","BFU","BFU56045","Bogen Segment    BFU       560.45","",30,226.05,{"$f":"G771*(1-VLOOKUP(F771,Konditionen!$B:$D,3,0))","v":226.05}]
["Rohre und Formteile","BFU","BFU56060","Bogen Segment    BFU       560.60","",30,251.3,{"$f":"G772*(1-VLOOKUP(F772,Konditionen!$B:$D,3,0))","v":251.3}]
["Rohre und Formteile","BFU","BFU56090","Bogen Segment    BFU       560.90","",30,303.35000000000002,{"$f":"G773*(1-VLOOKUP(F773,Konditionen!$B:$D,3,0))","v":303.35000000000002}]
["Rohre und Formteile","BFU","BFU60015","Bogen Segment    BFU       600.15","",30,236.3,{"$f":"G774*(1-VLOOKUP(F774,Konditionen!$B:$D,3,0))","v":236.3}]
["Rohre und Formteile","BFU","BFU60030","Bogen Segment    BFU       600.30","",30,241.25,{"$f":"G775*(1-VLOOKUP(F775,Konditionen!$B:$D,3,0))","v":241.25}]
["Rohre und Formteile","BFU","BFU60045","Bogen Segment    BFU       600.45","",30,273.3,{"$f":"G776*(1-VLOOKUP(F776,Konditionen!$B:$D,3,0))","v":273.3}]
["Rohre und Formteile","BFU","BFU60060","Bogen Segment   BFU       600.60","",30,305.55,{"$f":"G777*(1-VLOOKUP(F777,Konditionen!$B:$D,3,0))","v":305.55}]
["Rohre und Formteile","BFU","BFU60090","Bogen Segment    BFU       600.90","",30,369.55,{"$f":"G778*(1-VLOOKUP(F778,Konditionen!$B:$D,3,0))","v":369.55}]
["Rohre und Formteile","BFU","BFU63015","Bogen Segment    BFU       630.15","",30,277.8,{"$f":"G779*(1-VLOOKUP(F779,Konditionen!$B:$D,3,0))","v":277.8}]
["Rohre und Formteile","BFU","BFU63030","Bogen Segment    BFU       630.30","",30,285.35000000000002,{"$f":"G780*(1-VLOOKUP(F780,Konditionen!$B:$D,3,0))","v":285.35000000000002}]
["Rohre und Formteile","BFU","BFU63045","Bogen Segment    BFU       630.45","",30,325.35000000000002,{"$f":"G781*(1-VLOOKUP(F781,Konditionen!$B:$D,3,0))","v":325.35000000000002}]
["Rohre und Formteile","BFU","BFU63060","Bogen Segment    BFU       630.60","",30,366.3,{"$f":"G782*(1-VLOOKUP(F782,Konditionen!$B:$D,3,0))","v":366.3}]
["Rohre und Formteile","BFU","BFU63090","Bogen Segment    BFU       630.90","",30,445,{"$f":"G783*(1-VLOOKUP(F783,Konditionen!$B:$D,3,0))","v":445}]
["Rohre und Formteile","BFU","BFU71015","Bogen Segment    BFU       710.15","",30,337.1,{"$f":"G784*(1-VLOOKUP(F784,Konditionen!$B:$D,3,0))","v":337.1}]
["Rohre und Formteile","BFU","BFU71030","Bogen Segment    BFU       710.30","",30,347.35,{"$f":"G785*(1-VLOOKUP(F785,Konditionen!$B:$D,3,0))","v":347.35}]
["Rohre und Formteile","BFU","BFU71045","Bogen Segment    BFU       710.45","",30,395.85,{"$f":"G786*(1-VLOOKUP(F786,Konditionen!$B:$D,3,0))","v":395.85}]
["Rohre und Formteile","BFU","BFU71060","Bogen Segment    BFU       710.60","",30,444.25,{"$f":"G787*(1-VLOOKUP(F787,Konditionen!$B:$D,3,0))","v":444.25}]
["Rohre und Formteile","BFU","BFU71090","Bogen Segment    BFU       710.90","",30,543.65,{"$f":"G788*(1-VLOOKUP(F788,Konditionen!$B:$D,3,0))","v":543.65}]
["Rohre und Formteile","BFU","BFU80015","Bogen Segment    BFU       800.15","",30,415.05,{"$f":"G789*(1-VLOOKUP(F789,Konditionen!$B:$D,3,0))","v":415.05}]
["Rohre und Formteile","BFU","BFU80030","Bogen Segment    BFU       800.30","",30,427.2,{"$f":"G790*(1-VLOOKUP(F790,Konditionen!$B:$D,3,0))","v":427.2}]
["Rohre und Formteile","BFU","BFU80045","Bogen Segment    BFU       800.45","",30,488.75,{"$f":"G791*(1-VLOOKUP(F791,Konditionen!$B:$D,3,0))","v":488.75}]
["Rohre und Formteile","BFU","BFU80060","Bogen Segment    BFU       800.60","",30,554.15,{"$f":"G792*(1-VLOOKUP(F792,Konditionen!$B:$D,3,0))","v":554.15}]
["Rohre und Formteile","BFU","BFU80090","Bogen Segment    BFU       800.90","",30,674.9,{"$f":"G793*(1-VLOOKUP(F793,Konditionen!$B:$D,3,0))","v":674.9}]
["Rohre und Formteile","BFU","BFU8015","Bogen Segment    BFU        80.15","",30,34.049999999999997,{"$f":"G794*(1-VLOOKUP(F794,Konditionen!$B:$D,3,0))","v":34.049999999999997}]
["Rohre und Formteile","BFU","BFU8030","Bogen Segment    BFU        80.30","",30,34.049999999999997,{"$f":"G795*(1-VLOOKUP(F795,Konditionen!$B:$D,3,0))","v":34.049999999999997}]
["Rohre und Formteile","BFU","BFU8045","Bogen Segment    BFU        80.45","",30,38.450000000000003,{"$f":"G796*(1-VLOOKUP(F796,Konditionen!$B:$D,3,0))","v":38.450000000000003}]
["Rohre und Formteile","BFU","BFU8060","Bogen Segment    BFU        80.60","",30,43.8,{"$f":"G797*(1-VLOOKUP(F797,Konditionen!$B:$D,3,0))","v":43.8}]
["Rohre und Formteile","BFU","BFU8090","Bogen Segment    BFU        80.90","",30,55.6,{"$f":"G798*(1-VLOOKUP(F798,Konditionen!$B:$D,3,0))","v":55.6}]
["Rohre und Formteile","BFU","BFU90015","Bogen Segment    BFU        900.15","",30,652.5,{"$f":"G799*(1-VLOOKUP(F799,Konditionen!$B:$D,3,0))","v":652.5}]
["Rohre und Formteile","BFU","BFU90030","Bogen Segment    BFU        900.30","",30,675.65,{"$f":"G800*(1-VLOOKUP(F800,Konditionen!$B:$D,3,0))","v":675.65}]
["Rohre und Formteile","BFU","BFU90045","Bogen Segment    BFU        900.45","",30,728.65,{"$f":"G801*(1-VLOOKUP(F801,Konditionen!$B:$D,3,0))","v":728.65}]
["Rohre und Formteile","BFU","BFU90060","Bogen Segment    BFU        900.60","",30,736.3,{"$f":"G802*(1-VLOOKUP(F802,Konditionen!$B:$D,3,0))","v":736.3}]
["Rohre und Formteile","BFU","BFU90090","Bogen Segment    BFU        900.90","",30,814.15,{"$f":"G803*(1-VLOOKUP(F803,Konditionen!$B:$D,3,0))","v":814.15}]
["Metu ","BF","BF100","Rohrflansch BF100 verz","für Rohr-Innen-Ø 1000 mm geschweißt","14.MS",30.4,{"$f":"G804*(1-VLOOKUP(F804,Konditionen!$B:$D,3,0))","v":30.4}]
["Metu ","BF","BF112","Rohrflansch BF 112 verz","für Rohr-Innen-Ø 1120 mm geschweißt","14.MS",33.299999999999997,{"$f":"G805*(1-VLOOKUP(F805,Konditionen!$B:$D,3,0))","v":33.299999999999997}]
["Metu ","BF","BF125","Rohrflansch BF 125 verz","für Rohr-Innen-Ø 1250 mm geschweißt","14.MS",36.15,{"$f":"G806*(1-VLOOKUP(F806,Konditionen!$B:$D,3,0))","v":36.15}]
["Metu ","BF","BF140","Rohrflansch BF 140 verz","für Rohr-Innen-Ø 1400 mm geschweißt","14.MS",39.299999999999997,{"$f":"G807*(1-VLOOKUP(F807,Konditionen!$B:$D,3,0))","v":39.299999999999997}]
["Metu ","BF","BF150","Rohrflansch BF 150 verz","für Rohr-Innen-Ø 1500 mm geschweißt","14.MS",40.950000000000003,{"$f":"G808*(1-VLOOKUP(F808,Konditionen!$B:$D,3,0))","v":40.950000000000003}]
["Metu ","BF","BF160","Rohrflansch BF 160 verz","für Rohr-Innen-Ø 1600 mm geschweißt","14.MS",43.45,{"$f":"G809*(1-VLOOKUP(F809,Konditionen!$B:$D,3,0))","v":43.45}]
["Metu ","BF","BF20","Rohrflansch BF 20 verz","für Rohr-Innen-Ø 200 mm geschweißt","14.MS",6.8,{"$f":"G810*(1-VLOOKUP(F810,Konditionen!$B:$D,3,0))","v":6.8}]
["Metu ","BF","BF22","Rohrflansch BF 22 verz","für Rohr-Innen-Ø 224 mm geschweißt","14.MS",6.9,{"$f":"G811*(1-VLOOKUP(F811,Konditionen!$B:$D,3,0))","v":6.9}]
["Metu ","BF","BF25","Rohrflansch BF 25 verz","für Rohr-Innen-Ø 250 mm geschweißt","14.MS",7.1,{"$f":"G812*(1-VLOOKUP(F812,Konditionen!$B:$D,3,0))","v":7.1}]
["Metu ","BF","BF28","Rohrflansch BF 28 verz","für Rohr-Innen-Ø 280 mm geschweißt","14.MS",7.7,{"$f":"G813*(1-VLOOKUP(F813,Konditionen!$B:$D,3,0))","v":7.7}]
["Metu ","BF","BF30","Rohrflansch BF 30 verz","für Rohr-Innen-Ø 300 mm geschweißt","14.MS",7.7,{"$f":"G814*(1-VLOOKUP(F814,Konditionen!$B:$D,3,0))","v":7.7}]
["Metu ","BF","BF31","Rohrflansch BF 31 verz","für Rohr-Innen-Ø 315 mm geschweißt","14.MS",7.9,{"$f":"G815*(1-VLOOKUP(F815,Konditionen!$B:$D,3,0))","v":7.9}]
["Metu ","BF","BF35","Rohrflansch BF 35 verz","für Rohr-Innen-Ø 355 mm geschweißt","14.MS",8.1999999999999993,{"$f":"G816*(1-VLOOKUP(F816,Konditionen!$B:$D,3,0))","v":8.1999999999999993}]
["Metu ","BF","BF40","Rohrflansch BF 40 verz","für Rohr-Innen-Ø 400 mm geschweißt","14.MS",8.5,{"$f":"G817*(1-VLOOKUP(F817,Konditionen!$B:$D,3,0))","v":8.5}]
["Metu ","BF","BF45","Rohrflansch BF 45 verz","für Rohr-Innen-Ø 450 mm geschweißt","14.MS",9,{"$f":"G818*(1-VLOOKUP(F818,Konditionen!$B:$D,3,0))","v":9}]
["Metu ","BF","BF50","Rohrflansch BF   50 verz","für Rohr-Innen-Ø 500 mm geschweißt","14.MS",13.1,{"$f":"G819*(1-VLOOKUP(F819,Konditionen!$B:$D,3,0))","v":13.1}]
["Metu ","BF","BF56","Rohrflansch BF   56 verz","für Rohr-Innen-Ø 560 mm geschweißt","14.MS",13.3,{"$f":"G820*(1-VLOOKUP(F820,Konditionen!$B:$D,3,0))","v":13.3}]
["Metu ","BF","BF60","Rohrflansch BF   60 verz","für Rohr-Innen-Ø 600 mm geschweißt","14.MS",14.05,{"$f":"G821*(1-VLOOKUP(F821,Konditionen!$B:$D,3,0))","v":14.05}]
["Metu ","BF","BF63","Rohrflansch BF   63 verz","für Rohr-Innen-Ø 630 mm geschweißt","14.MS",14.55,{"$f":"G822*(1-VLOOKUP(F822,Konditionen!$B:$D,3,0))","v":14.55}]
["Metu ","BF","BF71","Rohrflansch BF   71 verz","für Rohr-Innen-Ø 710 mm geschweißt","14.MS",15.7,{"$f":"G823*(1-VLOOKUP(F823,Konditionen!$B:$D,3,0))","v":15.7}]
["Metu ","BF","BF80","Rohrflansch BF   80 verz","für Rohr-Innen-Ø 800 mm geschweißt","14.MS",16.25,{"$f":"G824*(1-VLOOKUP(F824,Konditionen!$B:$D,3,0))","v":16.25}]
["Metu ","BF","BF90","Rohrflansch BF   90 verz","für Rohr-Innen-Ø 900 mm geschweißt","14.MS",17.8,{"$f":"G825*(1-VLOOKUP(F825,Konditionen!$B:$D,3,0))","v":17.8}]
["Diverse","BITSET","BITSET","Bit Set 16 teilig           BITSET","im praktischen Holster","Netto",22.5,{"$f":"G826*(1-VLOOKUP(F826,Konditionen!$B:$D,3,0))","v":22.5}]
["Rohre und Formteile","BKCU","BKCU10010090","Bogen gepresst BKCU   100.100.90","",30,106.65,{"$f":"G827*(1-VLOOKUP(F827,Konditionen!$B:$D,3,0))","v":106.65}]
["Rohre und Formteile","BKCU","BKCU11210090","Bogen gepresst   BKCU   112.100.90","",30,114.6,{"$f":"G828*(1-VLOOKUP(F828,Konditionen!$B:$D,3,0))","v":114.6}]
["Rohre und Formteile","BKCU","BKCU12510090","Bogen gepresst   BKCU   125.100.90","",30,114.6,{"$f":"G829*(1-VLOOKUP(F829,Konditionen!$B:$D,3,0))","v":114.6}]
["Rohre und Formteile","BKCU","BKCU12512590","Bogen gepresst   BKCU   125.125.90","",30,114.6,{"$f":"G830*(1-VLOOKUP(F830,Konditionen!$B:$D,3,0))","v":114.6}]
["Rohre und Formteile","BKCU","BKCU14012590","Bogen gepresst   BKCU   140.125.90","",30,144.94999999999999,{"$f":"G831*(1-VLOOKUP(F831,Konditionen!$B:$D,3,0))","v":144.94999999999999}]
["Rohre und Formteile","BKCU","BKCU15012590","Bogen gepresst   BKCU   150.125.90","",30,144.94999999999999,{"$f":"G832*(1-VLOOKUP(F832,Konditionen!$B:$D,3,0))","v":144.94999999999999}]
["Rohre und Formteile","BKCU","BKCU16012590","Bogen gepresst   BKCU   160.125.90","",30,144.94999999999999,{"$f":"G833*(1-VLOOKUP(F833,Konditionen!$B:$D,3,0))","v":144.94999999999999}]
["Rohre und Formteile","BKCU","BKCU16016090","Bogen gepresst   BKCU   160.160.90","",30,144.94999999999999,{"$f":"G834*(1-VLOOKUP(F834,Konditionen!$B:$D,3,0))","v":144.94999999999999}]
["Rohre und Formteile","BKCU","BKCU18016090","Bogen gepresst   BKCU   180.160.90","",30,186.55,{"$f":"G835*(1-VLOOKUP(F835,Konditionen!$B:$D,3,0))","v":186.55}]
["Rohre und Formteile","BKCU","BKCU20016090","Bogen gepresst   BKCU   200.160.90","",30,186.55,{"$f":"G836*(1-VLOOKUP(F836,Konditionen!$B:$D,3,0))","v":186.55}]
["Rohre und Formteile","BKCU","BKCU20020090","Bogen gepresst   BKCU   200.200.90","",30,186.55,{"$f":"G837*(1-VLOOKUP(F837,Konditionen!$B:$D,3,0))","v":186.55}]
["Rohre und Formteile","BKCU","BKCU22420090","Bogen gepresst   BKCU   224.200.90","",30,295.7,{"$f":"G838*(1-VLOOKUP(F838,Konditionen!$B:$D,3,0))","v":295.7}]
["Rohre und Formteile","BKCU","BKCU25020090","Bogen gepresst   BKCU   250.200.90","",30,295.7,{"$f":"G839*(1-VLOOKUP(F839,Konditionen!$B:$D,3,0))","v":295.7}]
["Rohre und Formteile","BKCU","BKCU25025090","Bogen gepresst   BKCU   250.250.90","",30,295.7,{"$f":"G840*(1-VLOOKUP(F840,Konditionen!$B:$D,3,0))","v":295.7}]
["Rohre und Formteile","BKFU","BKFU20090","Bogen Segment kurz BKFU    200.90","",30,269.85000000000002,{"$f":"G841*(1-VLOOKUP(F841,Konditionen!$B:$D,3,0))","v":269.85000000000002}]
["Rohre und Formteile","BKFU","BKFU25090","Bogen Segment kurz BKFU    250.90","",30,313.3,{"$f":"G842*(1-VLOOKUP(F842,Konditionen!$B:$D,3,0))","v":313.3}]
["Rohre und Formteile","BKFU","BKFU31590","Bogen Segment kurz BKFU    315.90","",30,404.75,{"$f":"G843*(1-VLOOKUP(F843,Konditionen!$B:$D,3,0))","v":404.75}]
["Rohre und Formteile","BKFU","BKFU40045","Bogen Segment kurz BKFU    400.45","",30,389.7,{"$f":"G844*(1-VLOOKUP(F844,Konditionen!$B:$D,3,0))","v":389.7}]
["Rohre und Formteile","BKFU","BKFU40090","Bogen Segment kurz BKFU    400.90","",30,534.85,{"$f":"G845*(1-VLOOKUP(F845,Konditionen!$B:$D,3,0))","v":534.85}]
["Rohre und Formteile","BKFU","BKFU45090","Bogen Segment kurz BKFU    450.90","",30,618.85,{"$f":"G846*(1-VLOOKUP(F846,Konditionen!$B:$D,3,0))","v":618.85}]
["Rohre und Formteile","BKFU","BKFU50090","Bogen Segment kurz BKFU    500.90","",30,660.15,{"$f":"G847*(1-VLOOKUP(F847,Konditionen!$B:$D,3,0))","v":660.15}]
["Rohre und Formteile","BKFU","BKFU56045","Bogen Segment kurz BKFU    560.45","",30,533.79999999999995,{"$f":"G848*(1-VLOOKUP(F848,Konditionen!$B:$D,3,0))","v":533.79999999999995}]
["Rohre und Formteile","BKFU","BKFU56090","Bogen Segment kurz BKFU    560.90","",30,731.25,{"$f":"G849*(1-VLOOKUP(F849,Konditionen!$B:$D,3,0))","v":731.25}]
["Rohre und Formteile","BKFU","BKFU60090","Bogen Segment kurz BKFU    600.90","",30,1209,{"$f":"G850*(1-VLOOKUP(F850,Konditionen!$B:$D,3,0))","v":1209}]
["Rohre und Formteile","BKFU","BKFU63090","Bogen Segment kurz BKFU    630.90","",30,1209,{"$f":"G851*(1-VLOOKUP(F851,Konditionen!$B:$D,3,0))","v":1209}]
["Rohre und Formteile","BKFU","BKFU71090","Bogen Segment kurz BKFU    710.90","",30,1263,{"$f":"G852*(1-VLOOKUP(F852,Konditionen!$B:$D,3,0))","v":1263}]
["Rohre und Formteile","BKFU","BKFU80090","Bogen Segment kurz BKFU    800.90","",30,1328,{"$f":"G853*(1-VLOOKUP(F853,Konditionen!$B:$D,3,0))","v":1328}]
["Rohre und Formteile","BKFU","BKFU90090","Bogen Segment kurz BKFU    900.90","",30,1515,{"$f":"G854*(1-VLOOKUP(F854,Konditionen!$B:$D,3,0))","v":1515}]
["Rohre und Formteile","BKMU","BKMU10090","Bogen kurz       BKMU      100.90","1 Seite MF-Maß, 1 Seite NP-Maß",30,57.8,{"$f":"G855*(1-VLOOKUP(F855,Konditionen!$B:$D,3,0))","v":57.8}]
["Rohre und Formteile","BKMU","BKMU12590","Bogen kurz       BKMU      125.90","1 Seite MF-Maß, 1 Seite NP-Maß",30,79.7,{"$f":"G856*(1-VLOOKUP(F856,Konditionen!$B:$D,3,0))","v":79.7}]
["Rohre und Formteile","BKMU","BKMU16090","Bogen kurz       BKMU      160.90","1 Seite MF-Maß, 1 Seite NP-Maß",30,91.65,{"$f":"G857*(1-VLOOKUP(F857,Konditionen!$B:$D,3,0))","v":91.65}]
["Rohre und Formteile","BKMU","BKMU8090","Bogen kurz       BKMU       80.90","1 Seite MF-Maß, 1 Seite NP-Maß",30,57.8,{"$f":"G858*(1-VLOOKUP(F858,Konditionen!$B:$D,3,0))","v":57.8}]
["Rohre und Formteile","BKU","BKU10090","Bogen kurz       BKU       100.90","",30,59.3,{"$f":"G859*(1-VLOOKUP(F859,Konditionen!$B:$D,3,0))","v":59.3}]
["Rohre und Formteile","BKU","BKU12590","Bogen kurz       BKU       125.90","",30,64.55,{"$f":"G860*(1-VLOOKUP(F860,Konditionen!$B:$D,3,0))","v":64.55}]
["Rohre und Formteile","BKU","BKU16090","Bogen kurz       BKU       160.90","",30,82.1,{"$f":"G861*(1-VLOOKUP(F861,Konditionen!$B:$D,3,0))","v":82.1}]
["Rohre und Formteile","BKU","BKU8090","Bogen kurz       BKU        80.90","",30,41.8,{"$f":"G862*(1-VLOOKUP(F862,Konditionen!$B:$D,3,0))","v":41.8}]
["Diverse","BN","BN3295","Blindniete Alu BN 3,2 x 9,5","druckdichte Ausführung","Netto",23.45,{"$f":"G863*(1-VLOOKUP(F863,Konditionen!$B:$D,3,0))","v":23.45}]
["Diverse","BN","BN4095","Blindniete Alu BN 4,0 x 9,5","druckdichte Ausführung","Netto",32.25,{"$f":"G864*(1-VLOOKUP(F864,Konditionen!$B:$D,3,0))","v":32.25}]
["Kunststoff","BPPS","BPPS100015","PPs Bogen 15°  DN 1000","Segmentfrei","17.ALLG",1036,{"$f":"G865*(1-VLOOKUP(F865,Konditionen!$B:$D,3,0))","v":1036}]
["Kunststoff","BPPS","BPPS100030","PPs Bogen 30°  DN 1000","Segmentfrei","17.ALLG",1036,{"$f":"G866*(1-VLOOKUP(F866,Konditionen!$B:$D,3,0))","v":1036}]
["Kunststoff","BPPS","BPPS100045","PPs Bogen 45°  DN 1000","Segmentfrei","17.ALLG",1101,{"$f":"G867*(1-VLOOKUP(F867,Konditionen!$B:$D,3,0))","v":1101}]
["Kunststoff","BPPS","BPPS100060","PPs Bogen 60°  DN 1000","Segmentfrei","17.ALLG",1792,{"$f":"G868*(1-VLOOKUP(F868,Konditionen!$B:$D,3,0))","v":1792}]
["Kunststoff","BPPS","BPPS100075","PPs Bogen 75°  DN 1000","Segmentfrei","17.ALLG",1897,{"$f":"G869*(1-VLOOKUP(F869,Konditionen!$B:$D,3,0))","v":1897}]
["Kunststoff","BPPS","BPPS100090","PPs Bogen 90°  DN 1000","Segmentfrei","17.ALLG",1897,{"$f":"G870*(1-VLOOKUP(F870,Konditionen!$B:$D,3,0))","v":1897}]
["Kunststoff","BPPS","BPPS11015","PPs Bogen 15°  DN 110","Segmentfrei","17.ALLG",10.25,{"$f":"G871*(1-VLOOKUP(F871,Konditionen!$B:$D,3,0))","v":10.25}]
["Kunststoff","BPPS","BPPS11030","PPs Bogen 30°  DN 110","Segmentfrei","17.ALLG",10.25,{"$f":"G872*(1-VLOOKUP(F872,Konditionen!$B:$D,3,0))","v":10.25}]
["Kunststoff","BPPS","BPPS11045","PPs Bogen 45°  DN 110","Segmentfrei","17.ALLG",10.25,{"$f":"G873*(1-VLOOKUP(F873,Konditionen!$B:$D,3,0))","v":10.25}]
["Kunststoff","BPPS","BPPS11060","PPs Bogen 60°  DN 110","Segmentfrei","17.ALLG",16,{"$f":"G874*(1-VLOOKUP(F874,Konditionen!$B:$D,3,0))","v":16}]
["Kunststoff","BPPS","BPPS11075","PPs Bogen 75°  DN 110","Segmentfrei","17.ALLG",16,{"$f":"G875*(1-VLOOKUP(F875,Konditionen!$B:$D,3,0))","v":16}]
["Kunststoff","BPPS","BPPS11090","PPs Bogen 90°  DN 110","Segmentfrei","17.ALLG",16,{"$f":"G876*(1-VLOOKUP(F876,Konditionen!$B:$D,3,0))","v":16}]
["Kunststoff","BPPS","BPPS12515","PPs Bogen 15°  DN 125","Segmentfrei","17.ALLG",10.25,{"$f":"G877*(1-VLOOKUP(F877,Konditionen!$B:$D,3,0))","v":10.25}]
["Kunststoff","BPPS","BPPS12530","PPs Bogen 30°  DN 125","Segmentfrei","17.ALLG",10.25,{"$f":"G878*(1-VLOOKUP(F878,Konditionen!$B:$D,3,0))","v":10.25}]
["Kunststoff","BPPS","BPPS12545","PPs Bogen 45°  DN 125","Segmentfrei","17.ALLG",11.65,{"$f":"G879*(1-VLOOKUP(F879,Konditionen!$B:$D,3,0))","v":11.65}]
["Kunststoff","BPPS","BPPS12560","PPs Bogen 60°  DN 125","Segmentfrei","17.ALLG",17.399999999999999,{"$f":"G880*(1-VLOOKUP(F880,Konditionen!$B:$D,3,0))","v":17.399999999999999}]
["Kunststoff","BPPS","BPPS12575","PPs Bogen 75°  DN 125","Segmentfrei","17.ALLG",17.399999999999999,{"$f":"G881*(1-VLOOKUP(F881,Konditionen!$B:$D,3,0))","v":17.399999999999999}]
["Kunststoff","BPPS","BPPS12590","PPs Bogen 90°  DN 125","Segmentfrei","17.ALLG",17.399999999999999,{"$f":"G882*(1-VLOOKUP(F882,Konditionen!$B:$D,3,0))","v":17.399999999999999}]
["Kunststoff","BPPS","BPPS14015","PPs Bogen 15°  DN 140","Segmentfrei","17.ALLG",16,{"$f":"G883*(1-VLOOKUP(F883,Konditionen!$B:$D,3,0))","v":16}]
["Kunststoff","BPPS","BPPS14030","PPs Bogen 30°  DN 140","Segmentfrei","17.ALLG",16,{"$f":"G884*(1-VLOOKUP(F884,Konditionen!$B:$D,3,0))","v":16}]
["Kunststoff","BPPS","BPPS14045","PPs Bogen 45°  DN 140","Segmentfrei","17.ALLG",16,{"$f":"G885*(1-VLOOKUP(F885,Konditionen!$B:$D,3,0))","v":16}]
["Kunststoff","BPPS","BPPS14060","PPs Bogen 60°  DN 140","Segmentfrei","17.ALLG",20.3,{"$f":"G886*(1-VLOOKUP(F886,Konditionen!$B:$D,3,0))","v":20.3}]
["Kunststoff","BPPS","BPPS14075","PPs Bogen 75°  DN 140","Segmentfrei","17.ALLG",20.3,{"$f":"G887*(1-VLOOKUP(F887,Konditionen!$B:$D,3,0))","v":20.3}]
["Kunststoff","BPPS","BPPS14090","PPs Bogen 90°  DN 140","Segmentfrei","17.ALLG",20.3,{"$f":"G888*(1-VLOOKUP(F888,Konditionen!$B:$D,3,0))","v":20.3}]
["Kunststoff","BPPS","BPPS16015","PPs Bogen 15°  DN 160","Segmentfrei","17.ALLG",17.399999999999999,{"$f":"G889*(1-VLOOKUP(F889,Konditionen!$B:$D,3,0))","v":17.399999999999999}]
["Kunststoff","BPPS","BPPS16030","PPs Bogen 30°  DN 160","Segmentfrei","17.ALLG",17.399999999999999,{"$f":"G890*(1-VLOOKUP(F890,Konditionen!$B:$D,3,0))","v":17.399999999999999}]
["Kunststoff","BPPS","BPPS16045","PPs Bogen 45°  DN 160","Segmentfrei","17.ALLG",18.95,{"$f":"G891*(1-VLOOKUP(F891,Konditionen!$B:$D,3,0))","v":18.95}]
["Kunststoff","BPPS","BPPS16060","PPs Bogen 60°  DN 160","Segmentfrei","17.ALLG",23.25,{"$f":"G892*(1-VLOOKUP(F892,Konditionen!$B:$D,3,0))","v":23.25}]
["Kunststoff","BPPS","BPPS16075","PPs Bogen 75°  DN 160","Segmentfrei","17.ALLG",23.25,{"$f":"G893*(1-VLOOKUP(F893,Konditionen!$B:$D,3,0))","v":23.25}]
["Kunststoff","BPPS","BPPS16090","PPs Bogen 90°  DN 160","Segmentfrei","17.ALLG",23.25,{"$f":"G894*(1-VLOOKUP(F894,Konditionen!$B:$D,3,0))","v":23.25}]
["Kunststoff","BPPS","BPPS18015","PPs Bogen 15°  DN 180","Segmentfrei","17.ALLG",18.95,{"$f":"G895*(1-VLOOKUP(F895,Konditionen!$B:$D,3,0))","v":18.95}]
["Kunststoff","BPPS","BPPS18030","PPs Bogen 30°  DN 180","Segmentfrei","17.ALLG",18.95,{"$f":"G896*(1-VLOOKUP(F896,Konditionen!$B:$D,3,0))","v":18.95}]
["Kunststoff","BPPS","BPPS18045","PPs Bogen 45°  DN 180","Segmentfrei","17.ALLG",20.3,{"$f":"G897*(1-VLOOKUP(F897,Konditionen!$B:$D,3,0))","v":20.3}]
["Kunststoff","BPPS","BPPS18060","PPs Bogen 60°  DN 180","Segmentfrei","17.ALLG",24.7,{"$f":"G898*(1-VLOOKUP(F898,Konditionen!$B:$D,3,0))","v":24.7}]
["Kunststoff","BPPS","BPPS18075","PPs Bogen 75°  DN 180","Segmentfrei","17.ALLG",24.7,{"$f":"G899*(1-VLOOKUP(F899,Konditionen!$B:$D,3,0))","v":24.7}]
["Kunststoff","BPPS","BPPS18090","PPs Bogen 90°  DN 180","Segmentfrei","17.ALLG",24.7,{"$f":"G900*(1-VLOOKUP(F900,Konditionen!$B:$D,3,0))","v":24.7}]
["Kunststoff","BPPS","BPPS20015","PPs Bogen 15°  DN 200","Segmentfrei","17.ALLG",21.9,{"$f":"G901*(1-VLOOKUP(F901,Konditionen!$B:$D,3,0))","v":21.9}]
["Kunststoff","BPPS","BPPS20030","PPs Bogen 30°  DN 200","Segmentfrei","17.ALLG",21.9,{"$f":"G902*(1-VLOOKUP(F902,Konditionen!$B:$D,3,0))","v":21.9}]
["Kunststoff","BPPS","BPPS20045","PPs Bogen 45°  DN 200","Segmentfrei","17.ALLG",21.9,{"$f":"G903*(1-VLOOKUP(F903,Konditionen!$B:$D,3,0))","v":21.9}]
["Kunststoff","BPPS","BPPS20060","PPs Bogen 60°  DN 200","Segmentfrei","17.ALLG",26.2,{"$f":"G904*(1-VLOOKUP(F904,Konditionen!$B:$D,3,0))","v":26.2}]
["Kunststoff","BPPS","BPPS20075","PPs Bogen 75°  DN 200","Segmentfrei","17.ALLG",26.2,{"$f":"G905*(1-VLOOKUP(F905,Konditionen!$B:$D,3,0))","v":26.2}]
["Kunststoff","BPPS","BPPS20090","PPs Bogen 90°  DN 200","Segmentfrei","17.ALLG",26.2,{"$f":"G906*(1-VLOOKUP(F906,Konditionen!$B:$D,3,0))","v":26.2}]
["Kunststoff","BPPS","BPPS22515","PPs Bogen 15°  DN 225","Segmentfrei","17.ALLG",24.7,{"$f":"G907*(1-VLOOKUP(F907,Konditionen!$B:$D,3,0))","v":24.7}]
["Kunststoff","BPPS","BPPS22530","PPs Bogen 30°  DN 225","Segmentfrei","17.ALLG",24.7,{"$f":"G908*(1-VLOOKUP(F908,Konditionen!$B:$D,3,0))","v":24.7}]
["Kunststoff","BPPS","BPPS22545","PPs Bogen 45°  DN 225","Segmentfrei","17.ALLG",26.2,{"$f":"G909*(1-VLOOKUP(F909,Konditionen!$B:$D,3,0))","v":26.2}]
["Kunststoff","BPPS","BPPS22560","PPs Bogen 60°  DN 225","Segmentfrei","17.ALLG",34.9,{"$f":"G910*(1-VLOOKUP(F910,Konditionen!$B:$D,3,0))","v":34.9}]
["Kunststoff","BPPS","BPPS22575","PPs Bogen 75°  DN 225","Segmentfrei","17.ALLG",34.9,{"$f":"G911*(1-VLOOKUP(F911,Konditionen!$B:$D,3,0))","v":34.9}]
["Kunststoff","BPPS","BPPS22590","PPs Bogen 90°  DN 225","Segmentfrei","17.ALLG",34.9,{"$f":"G912*(1-VLOOKUP(F912,Konditionen!$B:$D,3,0))","v":34.9}]
["Kunststoff","BPPS","BPPS25015","PPs Bogen 15°  DN 250","Segmentfrei","17.ALLG",26.2,{"$f":"G913*(1-VLOOKUP(F913,Konditionen!$B:$D,3,0))","v":26.2}]
["Kunststoff","BPPS","BPPS25030","PPs Bogen 30°  DN 250","Segmentfrei","17.ALLG",26.2,{"$f":"G914*(1-VLOOKUP(F914,Konditionen!$B:$D,3,0))","v":26.2}]
["Kunststoff","BPPS","BPPS25045","PPs Bogen 45°  DN 250","Segmentfrei","17.ALLG",29,{"$f":"G915*(1-VLOOKUP(F915,Konditionen!$B:$D,3,0))","v":29}]
["Kunststoff","BPPS","BPPS25060","PPs Bogen 60°  DN 250","Segmentfrei","17.ALLG",36.25,{"$f":"G916*(1-VLOOKUP(F916,Konditionen!$B:$D,3,0))","v":36.25}]
["Kunststoff","BPPS","BPPS25075","PPs Bogen 75°  DN 250","Segmentfrei","17.ALLG",36.25,{"$f":"G917*(1-VLOOKUP(F917,Konditionen!$B:$D,3,0))","v":36.25}]
["Kunststoff","BPPS","BPPS25090","PPs Bogen 90°  DN 250","Segmentfrei","17.ALLG",36.25,{"$f":"G918*(1-VLOOKUP(F918,Konditionen!$B:$D,3,0))","v":36.25}]
["Kunststoff","BPPS","BPPS28015","PPs Bogen 15°  DN 280","Segmentfrei","17.ALLG",36.25,{"$f":"G919*(1-VLOOKUP(F919,Konditionen!$B:$D,3,0))","v":36.25}]
["Kunststoff","BPPS","BPPS28030","PPs Bogen 30°  DN 280","Segmentfrei","17.ALLG",36.25,{"$f":"G920*(1-VLOOKUP(F920,Konditionen!$B:$D,3,0))","v":36.25}]
["Kunststoff","BPPS","BPPS28045","PPs Bogen 45°  DN 280","Segmentfrei","17.ALLG",65.599999999999994,{"$f":"G921*(1-VLOOKUP(F921,Konditionen!$B:$D,3,0))","v":65.599999999999994}]
["Kunststoff","BPPS","BPPS28060","PPs Bogen 60°  DN 280","Segmentfrei","17.ALLG",82.95,{"$f":"G922*(1-VLOOKUP(F922,Konditionen!$B:$D,3,0))","v":82.95}]
["Kunststoff","BPPS","BPPS28075","PPs Bogen 75°  DN 280","Segmentfrei","17.ALLG",82.95,{"$f":"G923*(1-VLOOKUP(F923,Konditionen!$B:$D,3,0))","v":82.95}]
["Kunststoff","BPPS","BPPS28090","PPs Bogen 90°  DN 280","Segmentfrei","17.ALLG",82.95,{"$f":"G924*(1-VLOOKUP(F924,Konditionen!$B:$D,3,0))","v":82.95}]
["Kunststoff","BPPS","BPPS31515","PPs Bogen 15°  DN 315","Segmentfrei","17.ALLG",74.25,{"$f":"G925*(1-VLOOKUP(F925,Konditionen!$B:$D,3,0))","v":74.25}]
["Kunststoff","BPPS","BPPS31530","PPs Bogen 30°  DN 315","Segmentfrei","17.ALLG",74.25,{"$f":"G926*(1-VLOOKUP(F926,Konditionen!$B:$D,3,0))","v":74.25}]
["Kunststoff","BPPS","BPPS31545","PPs Bogen 45°  DN 315","Segmentfrei","17.ALLG",75.55,{"$f":"G927*(1-VLOOKUP(F927,Konditionen!$B:$D,3,0))","v":75.55}]
["Kunststoff","BPPS","BPPS31560","PPs Bogen 60°  DN 315","Segmentfrei","17.ALLG",99,{"$f":"G928*(1-VLOOKUP(F928,Konditionen!$B:$D,3,0))","v":99}]
["Kunststoff","BPPS","BPPS31575","PPs Bogen 75°  DN 315","Segmentfrei","17.ALLG",99,{"$f":"G929*(1-VLOOKUP(F929,Konditionen!$B:$D,3,0))","v":99}]
["Kunststoff","BPPS","BPPS31590","PPs Bogen 90°  DN 315","Segmentfrei","17.ALLG",99,{"$f":"G930*(1-VLOOKUP(F930,Konditionen!$B:$D,3,0))","v":99}]
["Kunststoff","BPPS","BPPS35515","PPs Bogen 15°  DN 355","Segmentfrei","17.ALLG",82.95,{"$f":"G931*(1-VLOOKUP(F931,Konditionen!$B:$D,3,0))","v":82.95}]
["Kunststoff","BPPS","BPPS35530","PPs Bogen 30°  DN 355","Segmentfrei","17.ALLG",82.95,{"$f":"G932*(1-VLOOKUP(F932,Konditionen!$B:$D,3,0))","v":82.95}]
["Kunststoff","BPPS","BPPS35545","PPs Bogen 45°  DN 355","Segmentfrei","17.ALLG",88.75,{"$f":"G933*(1-VLOOKUP(F933,Konditionen!$B:$D,3,0))","v":88.75}]
["Kunststoff","BPPS","BPPS35560","PPs Bogen 60°  DN 355","Segmentfrei","17.ALLG",114.8,{"$f":"G934*(1-VLOOKUP(F934,Konditionen!$B:$D,3,0))","v":114.8}]
["Kunststoff","BPPS","BPPS35575","PPs Bogen 75°  DN 355","Segmentfrei","17.ALLG",114.8,{"$f":"G935*(1-VLOOKUP(F935,Konditionen!$B:$D,3,0))","v":114.8}]
["Kunststoff","BPPS","BPPS35590","PPs Bogen 90°  DN 355","Segmentfrei","17.ALLG",114.8,{"$f":"G936*(1-VLOOKUP(F936,Konditionen!$B:$D,3,0))","v":114.8}]
["Kunststoff","BPPS","BPPS40015","PPs Bogen 15°  DN 400","Segmentfrei","17.ALLG",85.8,{"$f":"G937*(1-VLOOKUP(F937,Konditionen!$B:$D,3,0))","v":85.8}]
["Kunststoff","BPPS","BPPS40030","PPs Bogen 30°  DN 400","Segmentfrei","17.ALLG",85.8,{"$f":"G938*(1-VLOOKUP(F938,Konditionen!$B:$D,3,0))","v":85.8}]
["Kunststoff","BPPS","BPPS40045","PPs Bogen 45°  DN 400","Segmentfrei","17.ALLG",96.05,{"$f":"G939*(1-VLOOKUP(F939,Konditionen!$B:$D,3,0))","v":96.05}]
["Kunststoff","BPPS","BPPS40060","PPs Bogen 60°  DN 400","Segmentfrei","17.ALLG",122.35,{"$f":"G940*(1-VLOOKUP(F940,Konditionen!$B:$D,3,0))","v":122.35}]
["Kunststoff","BPPS","BPPS40075","PPs Bogen 75°  DN 400","Segmentfrei","17.ALLG",122.35,{"$f":"G941*(1-VLOOKUP(F941,Konditionen!$B:$D,3,0))","v":122.35}]
["Kunststoff","BPPS","BPPS40090","PPs Bogen 90°  DN 400","Segmentfrei","17.ALLG",122.35,{"$f":"G942*(1-VLOOKUP(F942,Konditionen!$B:$D,3,0))","v":122.35}]
["Kunststoff","BPPS","BPPS45015","PPs Bogen 15°  DN 450","Segmentfrei","17.ALLG",165,{"$f":"G943*(1-VLOOKUP(F943,Konditionen!$B:$D,3,0))","v":165}]
["Kunststoff","BPPS","BPPS45030","PPs Bogen 30°  DN 450","Segmentfrei","17.ALLG",165,{"$f":"G944*(1-VLOOKUP(F944,Konditionen!$B:$D,3,0))","v":165}]
["Kunststoff","BPPS","BPPS45045","PPs Bogen 45°  DN 450","Segmentfrei","17.ALLG",202.05,{"$f":"G945*(1-VLOOKUP(F945,Konditionen!$B:$D,3,0))","v":202.05}]
["Kunststoff","BPPS","BPPS45060","PPs Bogen 60°  DN 450","Segmentfrei","17.ALLG",298.55,{"$f":"G946*(1-VLOOKUP(F946,Konditionen!$B:$D,3,0))","v":298.55}]
["Kunststoff","BPPS","BPPS45075","PPs Bogen 75°  DN 450","Segmentfrei","17.ALLG",299.7,{"$f":"G947*(1-VLOOKUP(F947,Konditionen!$B:$D,3,0))","v":299.7}]
["Kunststoff","BPPS","BPPS45090","PPs Bogen 90°  DN 450","Segmentfrei","17.ALLG",299.7,{"$f":"G948*(1-VLOOKUP(F948,Konditionen!$B:$D,3,0))","v":299.7}]
["Kunststoff","BPPS","BPPS50015","PPs Bogen 15°  DN 500","Segmentfrei","17.ALLG",237.7,{"$f":"G949*(1-VLOOKUP(F949,Konditionen!$B:$D,3,0))","v":237.7}]
["Kunststoff","BPPS","BPPS50030","PPs Bogen 30°  DN 500","Segmentfrei","17.ALLG",237.7,{"$f":"G950*(1-VLOOKUP(F950,Konditionen!$B:$D,3,0))","v":237.7}]
["Kunststoff","BPPS","BPPS50045","PPs Bogen 45°  DN 500","Segmentfrei","17.ALLG",256.10000000000002,{"$f":"G951*(1-VLOOKUP(F951,Konditionen!$B:$D,3,0))","v":256.10000000000002}]
["Kunststoff","BPPS","BPPS50060","PPs Bogen 60°  DN 500","Segmentfrei","17.ALLG",319.60000000000002,{"$f":"G952*(1-VLOOKUP(F952,Konditionen!$B:$D,3,0))","v":319.60000000000002}]
["Kunststoff","BPPS","BPPS50075","PPs Bogen 75°  DN 500","Segmentfrei","17.ALLG",360.65,{"$f":"G953*(1-VLOOKUP(F953,Konditionen!$B:$D,3,0))","v":360.65}]
["Kunststoff","BPPS","BPPS50090","PPs Bogen 90°  DN 500","Segmentfrei","17.ALLG",360.65,{"$f":"G954*(1-VLOOKUP(F954,Konditionen!$B:$D,3,0))","v":360.65}]
["Kunststoff","BPPS","BPPS5015","PPs Bogen 15°  DN 50","Segmentfrei","17.ALLG",10.25,{"$f":"G955*(1-VLOOKUP(F955,Konditionen!$B:$D,3,0))","v":10.25}]
["Kunststoff","BPPS","BPPS5030","PPs Bogen 30°  DN 50","Segmentfrei","17.ALLG",10.25,{"$f":"G956*(1-VLOOKUP(F956,Konditionen!$B:$D,3,0))","v":10.25}]
["Kunststoff","BPPS","BPPS5045","PPs Bogen 45°  DN 50","Segmentfrei","17.ALLG",10.25,{"$f":"G957*(1-VLOOKUP(F957,Konditionen!$B:$D,3,0))","v":10.25}]
["Kunststoff","BPPS","BPPS5060","PPs Bogen 60°  DN 50","Segmentfrei","17.ALLG",13,{"$f":"G958*(1-VLOOKUP(F958,Konditionen!$B:$D,3,0))","v":13}]
["Kunststoff","BPPS","BPPS5075","PPs Bogen 75°  DN 50","Segmentfrei","17.ALLG",13,{"$f":"G959*(1-VLOOKUP(F959,Konditionen!$B:$D,3,0))","v":13}]
["Kunststoff","BPPS","BPPS5090","PPs Bogen 90°  DN 50","Segmentfrei","17.ALLG",13,{"$f":"G960*(1-VLOOKUP(F960,Konditionen!$B:$D,3,0))","v":13}]
["Kunststoff","BPPS","BPPS56015","PPs Bogen 15°  DN 560","Segmentfrei","17.ALLG",273.39999999999998,{"$f":"G961*(1-VLOOKUP(F961,Konditionen!$B:$D,3,0))","v":273.39999999999998}]
["Kunststoff","BPPS","BPPS56030","PPs Bogen 30°  DN 560","Segmentfrei","17.ALLG",273.39999999999998,{"$f":"G962*(1-VLOOKUP(F962,Konditionen!$B:$D,3,0))","v":273.39999999999998}]
["Kunststoff","BPPS","BPPS56045","PPs Bogen 45°  DN 560","Segmentfrei","17.ALLG",339.3,{"$f":"G963*(1-VLOOKUP(F963,Konditionen!$B:$D,3,0))","v":339.3}]
["Kunststoff","BPPS","BPPS56060","PPs Bogen 60°  DN 560","Segmentfrei","17.ALLG",447.7,{"$f":"G964*(1-VLOOKUP(F964,Konditionen!$B:$D,3,0))","v":447.7}]
["Kunststoff","BPPS","BPPS56075","PPs Bogen 75°  DN 560","Segmentfrei","17.ALLG",524.29999999999995,{"$f":"G965*(1-VLOOKUP(F965,Konditionen!$B:$D,3,0))","v":524.29999999999995}]
["Kunststoff","BPPS","BPPS56090","PPs Bogen 90°  DN 560","Segmentfrei","17.ALLG",524.29999999999995,{"$f":"G966*(1-VLOOKUP(F966,Konditionen!$B:$D,3,0))","v":524.29999999999995}]
["Kunststoff","BPPS","BPPS60015","PPs Bogen 15°  DN 600","Segmentfrei","17.ALLG",278.64999999999998,{"$f":"G967*(1-VLOOKUP(F967,Konditionen!$B:$D,3,0))","v":278.64999999999998}]
["Kunststoff","BPPS","BPPS60030","PPs Bogen 30°  DN 600","Segmentfrei","17.ALLG",278.64999999999998,{"$f":"G968*(1-VLOOKUP(F968,Konditionen!$B:$D,3,0))","v":278.64999999999998}]
["Kunststoff","BPPS","BPPS60045","PPs Bogen 45°  DN 600","Segmentfrei","17.ALLG",380.35,{"$f":"G969*(1-VLOOKUP(F969,Konditionen!$B:$D,3,0))","v":380.35}]
["Kunststoff","BPPS","BPPS60060","PPs Bogen 60°  DN 600","Segmentfrei","17.ALLG",491.3,{"$f":"G970*(1-VLOOKUP(F970,Konditionen!$B:$D,3,0))","v":491.3}]
["Kunststoff","BPPS","BPPS60075","PPs Bogen 75°  DN 600","Segmentfrei","17.ALLG",569.20000000000005,{"$f":"G971*(1-VLOOKUP(F971,Konditionen!$B:$D,3,0))","v":569.20000000000005}]
["Kunststoff","BPPS","BPPS60090","PPs Bogen 90°  DN 600","Segmentfrei","17.ALLG",569.20000000000005,{"$f":"G972*(1-VLOOKUP(F972,Konditionen!$B:$D,3,0))","v":569.20000000000005}]
["Kunststoff","BPPS","BPPS63015","PPs Bogen 15°  DN 630","Segmentfrei","17.ALLG",315.60000000000002,{"$f":"G973*(1-VLOOKUP(F973,Konditionen!$B:$D,3,0))","v":315.60000000000002}]
["Kunststoff","BPPS","BPPS63030","PPs Bogen 30°  DN 630","Segmentfrei","17.ALLG",315.60000000000002,{"$f":"G974*(1-VLOOKUP(F974,Konditionen!$B:$D,3,0))","v":315.60000000000002}]
["Kunststoff","BPPS","BPPS63045","PPs Bogen 45°  DN 630","Segmentfrei","17.ALLG",392.2,{"$f":"G975*(1-VLOOKUP(F975,Konditionen!$B:$D,3,0))","v":392.2}]
["Kunststoff","BPPS","BPPS63060","PPs Bogen 60°  DN 630","Segmentfrei","17.ALLG",545.54999999999995,{"$f":"G976*(1-VLOOKUP(F976,Konditionen!$B:$D,3,0))","v":545.54999999999995}]
["Kunststoff","BPPS","BPPS63075","PPs Bogen 75°  DN 630","Segmentfrei","17.ALLG",569.20000000000005,{"$f":"G977*(1-VLOOKUP(F977,Konditionen!$B:$D,3,0))","v":569.20000000000005}]
["Kunststoff","BPPS","BPPS63090","PPs Bogen 90°  DN 630","Segmentfrei","17.ALLG",569.20000000000005,{"$f":"G978*(1-VLOOKUP(F978,Konditionen!$B:$D,3,0))","v":569.20000000000005}]
["Kunststoff","BPPS","BPPS6315","PPs Bogen 15°  DN 63","Segmentfrei","17.ALLG",10.25,{"$f":"G979*(1-VLOOKUP(F979,Konditionen!$B:$D,3,0))","v":10.25}]
["Kunststoff","BPPS","BPPS6330","PPs Bogen 30°  DN 63","Segmentfrei","17.ALLG",10.25,{"$f":"G980*(1-VLOOKUP(F980,Konditionen!$B:$D,3,0))","v":10.25}]
["Kunststoff","BPPS","BPPS6345","PPs Bogen 45°  DN 63","Segmentfrei","17.ALLG",10.25,{"$f":"G981*(1-VLOOKUP(F981,Konditionen!$B:$D,3,0))","v":10.25}]
["Kunststoff","BPPS","BPPS6360","PPs Bogen 60°  DN 63","Segmentfrei","17.ALLG",13,{"$f":"G982*(1-VLOOKUP(F982,Konditionen!$B:$D,3,0))","v":13}]
["Kunststoff","BPPS","BPPS6375","PPs Bogen 75°  DN 63","Segmentfrei","17.ALLG",13,{"$f":"G983*(1-VLOOKUP(F983,Konditionen!$B:$D,3,0))","v":13}]
["Kunststoff","BPPS","BPPS6390","PPs Bogen 90°  DN 63","Segmentfrei","17.ALLG",13,{"$f":"G984*(1-VLOOKUP(F984,Konditionen!$B:$D,3,0))","v":13}]
["Kunststoff","BPPS","BPPS7515","PPs Bogen 15°  DN 75","Segmentfrei","17.ALLG",10.25,{"$f":"G985*(1-VLOOKUP(F985,Konditionen!$B:$D,3,0))","v":10.25}]
["Kunststoff","BPPS","BPPS7530","PPs Bogen 30°  DN 75","Segmentfrei","17.ALLG",10.25,{"$f":"G986*(1-VLOOKUP(F986,Konditionen!$B:$D,3,0))","v":10.25}]
["Kunststoff","BPPS","BPPS7545","PPs Bogen 45°  DN 75","Segmentfrei","17.ALLG",10.25,{"$f":"G987*(1-VLOOKUP(F987,Konditionen!$B:$D,3,0))","v":10.25}]
["Kunststoff","BPPS","BPPS7560","PPs Bogen 60°  DN 75","Segmentfrei","17.ALLG",13,{"$f":"G988*(1-VLOOKUP(F988,Konditionen!$B:$D,3,0))","v":13}]
["Kunststoff","BPPS","BPPS7575","PPs Bogen 75°  DN 75","Segmentfrei","17.ALLG",13,{"$f":"G989*(1-VLOOKUP(F989,Konditionen!$B:$D,3,0))","v":13}]
["Kunststoff","BPPS","BPPS7590","PPs Bogen 90°  DN 75","Segmentfrei","17.ALLG",13,{"$f":"G990*(1-VLOOKUP(F990,Konditionen!$B:$D,3,0))","v":13}]
["Kunststoff","BPPS","BPPS9015","PPs Bogen 15°  DN 90","Segmentfrei","17.ALLG",10.25,{"$f":"G991*(1-VLOOKUP(F991,Konditionen!$B:$D,3,0))","v":10.25}]
["Kunststoff","BPPS","BPPS9030","PPs Bogen 30°  DN 90","Segmentfrei","17.ALLG",10.25,{"$f":"G992*(1-VLOOKUP(F992,Konditionen!$B:$D,3,0))","v":10.25}]
["Kunststoff","BPPS","BPPS9045","PPs Bogen 45°  DN 90","Segmentfrei","17.ALLG",10.25,{"$f":"G993*(1-VLOOKUP(F993,Konditionen!$B:$D,3,0))","v":10.25}]
["Kunststoff","BPPS","BPPS9060","PPs Bogen 60°  DN 90","Segmentfrei","17.ALLG",14.55,{"$f":"G994*(1-VLOOKUP(F994,Konditionen!$B:$D,3,0))","v":14.55}]
["Kunststoff","BPPS","BPPS9075","PPs Bogen 75°  DN 90","Segmentfrei","17.ALLG",14.55,{"$f":"G995*(1-VLOOKUP(F995,Konditionen!$B:$D,3,0))","v":14.55}]
["Kunststoff","BPPS","BPPS9090","PPs Bogen 90°  DN 90","Segmentfrei","17.ALLG",14.55,{"$f":"G996*(1-VLOOKUP(F996,Konditionen!$B:$D,3,0))","v":14.55}]
["Diverse","BRUSH","BRUSH180","Perlon-Bürstenkopf 180mm  BRUSH180","Gewinde M10 *** Netto-Preis ***","Netto",17.7,{"$f":"G997*(1-VLOOKUP(F997,Konditionen!$B:$D,3,0))","v":17.7}]
["Diverse","BRUSH","BRUSH250","Perlon-Bürstenkopf 250mm BRUSH250","Gewinde M10 *** Netto-Preis ***","Netto",20.100000000000001,{"$f":"G998*(1-VLOOKUP(F998,Konditionen!$B:$D,3,0))","v":20.100000000000001}]
["Lindab Transfer","BSFTR","BSFTR20015","Transfer Bogen Segment BSFTR 200.15","r = 1,5xd",35,58.95,{"$f":"G999*(1-VLOOKUP(F999,Konditionen!$B:$D,3,0))","v":58.95}]
["Lindab Transfer","BSFTR","BSFTR20030","Transfer Bogen Segment BSFTR 200.30","r = 1,5xd",35,62.2,{"$f":"G1000*(1-VLOOKUP(F1000,Konditionen!$B:$D,3,0))","v":62.2}]
["Lindab Transfer","BSFTR","BSFTR20045","Transfer Bogen Segment BSFTR 200.45","r = 1,5xd",35,78.849999999999994,{"$f":"G1001*(1-VLOOKUP(F1001,Konditionen!$B:$D,3,0))","v":78.849999999999994}]
["Lindab Transfer","BSFTR","BSFTR20060","Transfer Bogen Segment BSFTR 200.60","r = 1,5xd",35,106.65,{"$f":"G1002*(1-VLOOKUP(F1002,Konditionen!$B:$D,3,0))","v":106.65}]
["Lindab Transfer","BSFTR","BSFTR20090","Transfer Bogen Segment BSFTR 200.90","r = 1,5xd",35,124.55,{"$f":"G1003*(1-VLOOKUP(F1003,Konditionen!$B:$D,3,0))","v":124.55}]
["Lindab Transfer","BSFTR","BSFTR22415","Transfer Bogen Segment BSFTR 224.15","r = 1,5xd",35,75.099999999999994,{"$f":"G1004*(1-VLOOKUP(F1004,Konditionen!$B:$D,3,0))","v":75.099999999999994}]
["Lindab Transfer","BSFTR","BSFTR22430","Transfer Bogen Segment BSFTR 224.30","r = 1,5xd",35,78.849999999999994,{"$f":"G1005*(1-VLOOKUP(F1005,Konditionen!$B:$D,3,0))","v":78.849999999999994}]
["Lindab Transfer","BSFTR","BSFTR22445","Transfer Bogen Segment BSFTR 224.45","r = 1,5xd",35,99,{"$f":"G1006*(1-VLOOKUP(F1006,Konditionen!$B:$D,3,0))","v":99}]
["Lindab Transfer","BSFTR","BSFTR22460","Transfer Bogen Segment BSFTR 224.60","r = 1,5xd",35,120.8,{"$f":"G1007*(1-VLOOKUP(F1007,Konditionen!$B:$D,3,0))","v":120.8}]
["Lindab Transfer","BSFTR","BSFTR22490","Transfer Bogen Segment BSFTR 224.90","r = 1,5xd",35,156.80000000000001,{"$f":"G1008*(1-VLOOKUP(F1008,Konditionen!$B:$D,3,0))","v":156.80000000000001}]
["Lindab Transfer","BSFTR","BSFTR25015","Transfer Bogen Segment BSFTR 250.15","r = 1,5xd",35,75.099999999999994,{"$f":"G1009*(1-VLOOKUP(F1009,Konditionen!$B:$D,3,0))","v":75.099999999999994}]
["Lindab Transfer","BSFTR","BSFTR25030","Transfer Bogen Segment BSFTR 250.30","r = 1,5xd",35,78.849999999999994,{"$f":"G1010*(1-VLOOKUP(F1010,Konditionen!$B:$D,3,0))","v":78.849999999999994}]
["Lindab Transfer","BSFTR","BSFTR25045","Transfer Bogen Segment BSFTR 250.45","r = 1,5xd",35,99,{"$f":"G1011*(1-VLOOKUP(F1011,Konditionen!$B:$D,3,0))","v":99}]
["Lindab Transfer","BSFTR","BSFTR25060","Transfer Bogen Segment BSFTR 250.60","r = 1,5xd",35,120.8,{"$f":"G1012*(1-VLOOKUP(F1012,Konditionen!$B:$D,3,0))","v":120.8}]
["Lindab Transfer","BSFTR","BSFTR25090","Transfer Bogen Segment BSFTR 250.90","r = 1,5xd",35,156.80000000000001,{"$f":"G1013*(1-VLOOKUP(F1013,Konditionen!$B:$D,3,0))","v":156.80000000000001}]
["Lindab Transfer","BSFTR","BSFTR30015","Transfer Bogen Segment BSFTR 300.15","r = 1,5xd",35,93.85,{"$f":"G1014*(1-VLOOKUP(F1014,Konditionen!$B:$D,3,0))","v":93.85}]
["Lindab Transfer","BSFTR","BSFTR30030","Transfer Bogen Segment BSFTR 300.30","r = 1,5xd",35,99.85,{"$f":"G1015*(1-VLOOKUP(F1015,Konditionen!$B:$D,3,0))","v":99.85}]
["Lindab Transfer","BSFTR","BSFTR30045","Transfer Bogen Segment BSFTR 300.45","r = 1,5xd",35,127.7,{"$f":"G1016*(1-VLOOKUP(F1016,Konditionen!$B:$D,3,0))","v":127.7}]
["Lindab Transfer","BSFTR","BSFTR30060","Transfer Bogen Segment BSFTR 300.60","r = 1,5xd",35,171.8,{"$f":"G1017*(1-VLOOKUP(F1017,Konditionen!$B:$D,3,0))","v":171.8}]
["Lindab Transfer","BSFTR","BSFTR30090","Transfer Bogen Segment BSFTR 300.90","r = 1,5xd",35,197.45,{"$f":"G1018*(1-VLOOKUP(F1018,Konditionen!$B:$D,3,0))","v":197.45}]
["Lindab Transfer","BSFTR","BSFTR31515","Transfer Bogen Segment BSFTR 315.15","r = 1,5xd",35,103.6,{"$f":"G1019*(1-VLOOKUP(F1019,Konditionen!$B:$D,3,0))","v":103.6}]
["Lindab Transfer","BSFTR","BSFTR31530","Transfer Bogen Segment BSFTR 315.30","r = 1,5xd",35,110.2,{"$f":"G1020*(1-VLOOKUP(F1020,Konditionen!$B:$D,3,0))","v":110.2}]
["Lindab Transfer","BSFTR","BSFTR31545","Transfer Bogen Segment BSFTR 315.45","r = 1,5xd",35,141,{"$f":"G1021*(1-VLOOKUP(F1021,Konditionen!$B:$D,3,0))","v":141}]
["Lindab Transfer","BSFTR","BSFTR31560","Transfer Bogen Segment BSFTR 315.60","r = 1,5xd",35,198.1,{"$f":"G1022*(1-VLOOKUP(F1022,Konditionen!$B:$D,3,0))","v":198.1}]
["Lindab Transfer","BSFTR","BSFTR31590","Transfer Bogen Segment BSFTR 315.90","r = 1,5xd",35,218.3,{"$f":"G1023*(1-VLOOKUP(F1023,Konditionen!$B:$D,3,0))","v":218.3}]
["Lindab Transfer","BSFTR","BSFTR35015","Transfer Bogen Segment BSFTR 350.15","r = 1,5xd",35,120.15,{"$f":"G1024*(1-VLOOKUP(F1024,Konditionen!$B:$D,3,0))","v":120.15}]
["Lindab Transfer","BSFTR","BSFTR35030","Transfer Bogen Segment BSFTR 350.30","r = 1,5xd",35,128.30000000000001,{"$f":"G1025*(1-VLOOKUP(F1025,Konditionen!$B:$D,3,0))","v":128.30000000000001}]
["Lindab Transfer","BSFTR","BSFTR35045","Transfer Bogen Segment BSFTR 350.45","r = 1,5xd",35,167.6,{"$f":"G1026*(1-VLOOKUP(F1026,Konditionen!$B:$D,3,0))","v":167.6}]
["Lindab Transfer","BSFTR","BSFTR35060","Transfer Bogen Segment BSFTR 350.60","r = 1,5xd",35,237.15,{"$f":"G1027*(1-VLOOKUP(F1027,Konditionen!$B:$D,3,0))","v":237.15}]
["Lindab Transfer","BSFTR","BSFTR35090","Transfer Bogen Segment BSFTR 350.90","r = 1,5xd",35,260.3,{"$f":"G1028*(1-VLOOKUP(F1028,Konditionen!$B:$D,3,0))","v":260.3}]
["Lindab Transfer","BSFTR","BSFTR40015","Transfer Bogen Segment BSFTR 400.15","r = 1,5xd",35,164.35,{"$f":"G1029*(1-VLOOKUP(F1029,Konditionen!$B:$D,3,0))","v":164.35}]
["Lindab Transfer","BSFTR","BSFTR40030","Transfer Bogen Segment BSFTR 400.30","r = 1,5xd",35,170.55,{"$f":"G1030*(1-VLOOKUP(F1030,Konditionen!$B:$D,3,0))","v":170.55}]
["Lindab Transfer","BSFTR","BSFTR40045","Transfer Bogen Segment BSFTR 400.45","r = 1,5xd",35,217.9,{"$f":"G1031*(1-VLOOKUP(F1031,Konditionen!$B:$D,3,0))","v":217.9}]
["Lindab Transfer","BSFTR","BSFTR40060","Transfer Bogen Segment BSFTR 400.60","r = 1,5xd",35,262.7,{"$f":"G1032*(1-VLOOKUP(F1032,Konditionen!$B:$D,3,0))","v":262.7}]
["Lindab Transfer","BSFTR","BSFTR40090","Transfer Bogen Segment BSFTR 400.90","r = 1,5xd",35,352.6,{"$f":"G1033*(1-VLOOKUP(F1033,Konditionen!$B:$D,3,0))","v":352.6}]
["Lindab Transfer","BSFTR","BSFTR45015","Transfer Bogen Segment BSFTR 450.15","r = 1,5xd",35,191.4,{"$f":"G1034*(1-VLOOKUP(F1034,Konditionen!$B:$D,3,0))","v":191.4}]
["Lindab Transfer","BSFTR","BSFTR45030","Transfer Bogen Segment BSFTR 450.30","r = 1,5xd",35,200.4,{"$f":"G1035*(1-VLOOKUP(F1035,Konditionen!$B:$D,3,0))","v":200.4}]
["Lindab Transfer","BSFTR","BSFTR45045","Transfer Bogen Segment BSFTR 450.45","r = 1,5xd",35,252.05,{"$f":"G1036*(1-VLOOKUP(F1036,Konditionen!$B:$D,3,0))","v":252.05}]
["Lindab Transfer","BSFTR","BSFTR45060","Transfer Bogen Segment BSFTR 450.60","r = 1,5xd",35,309.85000000000002,{"$f":"G1037*(1-VLOOKUP(F1037,Konditionen!$B:$D,3,0))","v":309.85000000000002}]
["Lindab Transfer","BSFTR","BSFTR45090","Transfer Bogen Segment BSFTR 450.90","r = 1,5xd",35,425.6,{"$f":"G1038*(1-VLOOKUP(F1038,Konditionen!$B:$D,3,0))","v":425.6}]
["Lindab Transfer","BSFTR","BSFTR50015","Transfer Bogen Segment BSFTR 500.15","r = 1,5xd",35,222.3,{"$f":"G1039*(1-VLOOKUP(F1039,Konditionen!$B:$D,3,0))","v":222.3}]
["Lindab Transfer","BSFTR","BSFTR50030","Transfer Bogen Segment BSFTR 500.30","r = 1,5xd",35,229.6,{"$f":"G1040*(1-VLOOKUP(F1040,Konditionen!$B:$D,3,0))","v":229.6}]
["Lindab Transfer","BSFTR","BSFTR50045","Transfer Bogen Segment BSFTR 500.45","r = 1,5xd",35,288.2,{"$f":"G1041*(1-VLOOKUP(F1041,Konditionen!$B:$D,3,0))","v":288.2}]
["Lindab Transfer","BSFTR","BSFTR50060","Transfer Bogen Segment BSFTR 500.60","r = 1,5xd",35,357.3,{"$f":"G1042*(1-VLOOKUP(F1042,Konditionen!$B:$D,3,0))","v":357.3}]
["Lindab Transfer","BSFTR","BSFTR50090","Transfer Bogen Segment BSFTR 500.90","r = 1,5xd",35,503.55,{"$f":"G1043*(1-VLOOKUP(F1043,Konditionen!$B:$D,3,0))","v":503.55}]
["Entrauchung","BSFUFP","BSFUFP100045","Bogen Segment   BSFUFP   1000.45","Lindab FireProtect Rund",80,1836,{"$f":"G1044*(1-VLOOKUP(F1044,Konditionen!$B:$D,3,0))","v":1836}]
["Entrauchung","BSFUFP","BSFUFP100060","Bogen Segment   BSFUFP   1000.60","Lindab FireProtect Rund",80,2051,{"$f":"G1045*(1-VLOOKUP(F1045,Konditionen!$B:$D,3,0))","v":2051}]
["Entrauchung","BSFUFP","BSFUFP100090","Bogen Segment   BSFUFP   1000.90","Lindab FireProtect Rund",80,2128,{"$f":"G1046*(1-VLOOKUP(F1046,Konditionen!$B:$D,3,0))","v":2128}]
["Entrauchung","BSFUFP","BSFUFP10045","Bogen Segment   BSFUFP   100.45","Lindab FireProtect Rund",80,73.099999999999994,{"$f":"G1047*(1-VLOOKUP(F1047,Konditionen!$B:$D,3,0))","v":73.099999999999994}]
["Entrauchung","BSFUFP","BSFUFP10060","Bogen Segment   BSFUFP   100.60","Lindab FireProtect Rund",80,84.3,{"$f":"G1048*(1-VLOOKUP(F1048,Konditionen!$B:$D,3,0))","v":84.3}]
["Entrauchung","BSFUFP","BSFUFP10090","Bogen Segment   BSFUFP   100.90","Lindab FireProtect Rund",80,105.9,{"$f":"G1049*(1-VLOOKUP(F1049,Konditionen!$B:$D,3,0))","v":105.9}]
["Entrauchung","BSFUFP","BSFUFP11245","Bogen Segment   BSFUFP   112.45","Lindab FireProtect Rund",80,81.8,{"$f":"G1050*(1-VLOOKUP(F1050,Konditionen!$B:$D,3,0))","v":81.8}]
["Entrauchung","BSFUFP","BSFUFP11260","Bogen Segment   BSFUFP   112.60","Lindab FireProtect Rund",80,90.7,{"$f":"G1051*(1-VLOOKUP(F1051,Konditionen!$B:$D,3,0))","v":90.7}]
["Entrauchung","BSFUFP","BSFUFP11290","Bogen Segment   BSFUFP   112.90","Lindab FireProtect Rund",80,112.4,{"$f":"G1052*(1-VLOOKUP(F1052,Konditionen!$B:$D,3,0))","v":112.4}]
["Entrauchung","BSFUFP","BSFUFP12545","Bogen Segment   BSFUFP   125.45","Lindab FireProtect Rund",80,81.8,{"$f":"G1053*(1-VLOOKUP(F1053,Konditionen!$B:$D,3,0))","v":81.8}]
["Entrauchung","BSFUFP","BSFUFP12560","Bogen Segment   BSFUFP   125.60","Lindab FireProtect Rund",80,90.7,{"$f":"G1054*(1-VLOOKUP(F1054,Konditionen!$B:$D,3,0))","v":90.7}]
["Entrauchung","BSFUFP","BSFUFP12590","Bogen Segment   BSFUFP   125.90","Lindab FireProtect Rund",80,112.4,{"$f":"G1055*(1-VLOOKUP(F1055,Konditionen!$B:$D,3,0))","v":112.4}]
["Entrauchung","BSFUFP","BSFUFP14045","Bogen Segment   BSFUFP   140.45","Lindab FireProtect Rund",80,88.4,{"$f":"G1056*(1-VLOOKUP(F1056,Konditionen!$B:$D,3,0))","v":88.4}]
["Entrauchung","BSFUFP","BSFUFP14060","Bogen Segment   BSFUFP   140.60","Lindab FireProtect Rund",80,107.5,{"$f":"G1057*(1-VLOOKUP(F1057,Konditionen!$B:$D,3,0))","v":107.5}]
["Entrauchung","BSFUFP","BSFUFP14090","Bogen Segment   BSFUFP   140.90","Lindab FireProtect Rund",80,131.69999999999999,{"$f":"G1058*(1-VLOOKUP(F1058,Konditionen!$B:$D,3,0))","v":131.69999999999999}]
["Entrauchung","BSFUFP","BSFUFP15045","Bogen Segment   BSFUFP   150.45","Lindab FireProtect Rund",80,88.4,{"$f":"G1059*(1-VLOOKUP(F1059,Konditionen!$B:$D,3,0))","v":88.4}]
["Entrauchung","BSFUFP","BSFUFP15060","Bogen Segment   BSFUFP   150.60","Lindab FireProtect Rund",80,107.5,{"$f":"G1060*(1-VLOOKUP(F1060,Konditionen!$B:$D,3,0))","v":107.5}]
["Entrauchung","BSFUFP","BSFUFP15090","Bogen Segment   BSFUFP   150.90","Lindab FireProtect Rund",80,131.69999999999999,{"$f":"G1061*(1-VLOOKUP(F1061,Konditionen!$B:$D,3,0))","v":131.69999999999999}]
["Entrauchung","BSFUFP","BSFUFP16045","Bogen Segment   BSFUFP   160.45","Lindab FireProtect Rund",80,88.4,{"$f":"G1062*(1-VLOOKUP(F1062,Konditionen!$B:$D,3,0))","v":88.4}]
["Entrauchung","BSFUFP","BSFUFP16060","Bogen Segment   BSFUFP   160.60","Lindab FireProtect Rund",80,107.5,{"$f":"G1063*(1-VLOOKUP(F1063,Konditionen!$B:$D,3,0))","v":107.5}]
["Entrauchung","BSFUFP","BSFUFP16090","Bogen Segment   BSFUFP   160.90","Lindab FireProtect Rund",80,131.69999999999999,{"$f":"G1064*(1-VLOOKUP(F1064,Konditionen!$B:$D,3,0))","v":131.69999999999999}]
["Entrauchung","BSFUFP","BSFUFP18045","Bogen Segment   BSFUFP   180.45","Lindab FireProtect Rund",80,103.3,{"$f":"G1065*(1-VLOOKUP(F1065,Konditionen!$B:$D,3,0))","v":103.3}]
["Entrauchung","BSFUFP","BSFUFP18060","Bogen Segment   BSFUFP   180.60","Lindab FireProtect Rund",80,121.1,{"$f":"G1066*(1-VLOOKUP(F1066,Konditionen!$B:$D,3,0))","v":121.1}]
["Entrauchung","BSFUFP","BSFUFP18090","Bogen Segment   BSFUFP   180.90","Lindab FireProtect Rund",80,151.6,{"$f":"G1067*(1-VLOOKUP(F1067,Konditionen!$B:$D,3,0))","v":151.6}]
["Entrauchung","BSFUFP","BSFUFP20045","Bogen Segment   BSFUFP   200.45","Lindab FireProtect Rund",80,103.3,{"$f":"G1068*(1-VLOOKUP(F1068,Konditionen!$B:$D,3,0))","v":103.3}]
["Entrauchung","BSFUFP","BSFUFP20060","Bogen Segment   BSFUFP   200.60","Lindab FireProtect Rund",80,121.1,{"$f":"G1069*(1-VLOOKUP(F1069,Konditionen!$B:$D,3,0))","v":121.1}]
["Entrauchung","BSFUFP","BSFUFP20090","Bogen Segment   BSFUFP   200.90","Lindab FireProtect Rund",80,151.6,{"$f":"G1070*(1-VLOOKUP(F1070,Konditionen!$B:$D,3,0))","v":151.6}]
["Entrauchung","BSFUFP","BSFUFP22445","Bogen Segment   BSFUFP   224.45","Lindab FireProtect Rund",80,131.15,{"$f":"G1071*(1-VLOOKUP(F1071,Konditionen!$B:$D,3,0))","v":131.15}]
["Entrauchung","BSFUFP","BSFUFP22460","Bogen Segment   BSFUFP   224.60","Lindab FireProtect Rund",80,164.45,{"$f":"G1072*(1-VLOOKUP(F1072,Konditionen!$B:$D,3,0))","v":164.45}]
["Entrauchung","BSFUFP","BSFUFP22490","Bogen Segment   BSFUFP   224.90","Lindab FireProtect Rund",80,196.75,{"$f":"G1073*(1-VLOOKUP(F1073,Konditionen!$B:$D,3,0))","v":196.75}]
["Entrauchung","BSFUFP","BSFUFP25045","Bogen Segment   BSFUFP   250.45","Lindab FireProtect Rund",80,131.15,{"$f":"G1074*(1-VLOOKUP(F1074,Konditionen!$B:$D,3,0))","v":131.15}]
["Entrauchung","BSFUFP","BSFUFP25060","Bogen Segment   BSFUFP   250.60","Lindab FireProtect Rund",80,164.45,{"$f":"G1075*(1-VLOOKUP(F1075,Konditionen!$B:$D,3,0))","v":164.45}]
["Entrauchung","BSFUFP","BSFUFP25090","Bogen Segment   BSFUFP   250.90","Lindab FireProtect Rund",80,196.75,{"$f":"G1076*(1-VLOOKUP(F1076,Konditionen!$B:$D,3,0))","v":196.75}]
["Entrauchung","BSFUFP","BSFUFP28045","Bogen Segment   BSFUFP   280.45","Lindab FireProtect Rund",80,164.75,{"$f":"G1077*(1-VLOOKUP(F1077,Konditionen!$B:$D,3,0))","v":164.75}]
["Entrauchung","BSFUFP","BSFUFP28060","Bogen Segment   BSFUFP   280.60","Lindab FireProtect Rund",80,205.2,{"$f":"G1078*(1-VLOOKUP(F1078,Konditionen!$B:$D,3,0))","v":205.2}]
["Entrauchung","BSFUFP","BSFUFP28090","Bogen Segment   BSFUFP   280.90","Lindab FireProtect Rund",80,242.3,{"$f":"G1079*(1-VLOOKUP(F1079,Konditionen!$B:$D,3,0))","v":242.3}]
["Entrauchung","BSFUFP","BSFUFP30045","Bogen Segment   BSFUFP   300.45","Lindab FireProtect Rund",80,164.75,{"$f":"G1080*(1-VLOOKUP(F1080,Konditionen!$B:$D,3,0))","v":164.75}]
["Entrauchung","BSFUFP","BSFUFP30060","Bogen Segment   BSFUFP   300.60","Lindab FireProtect Rund",80,205.2,{"$f":"G1081*(1-VLOOKUP(F1081,Konditionen!$B:$D,3,0))","v":205.2}]
["Entrauchung","BSFUFP","BSFUFP30090","Bogen Segment   BSFUFP   300.90","Lindab FireProtect Rund",80,242.3,{"$f":"G1082*(1-VLOOKUP(F1082,Konditionen!$B:$D,3,0))","v":242.3}]
["Entrauchung","BSFUFP","BSFUFP31545","Bogen Segment   BSFUFP   315.45","Lindab FireProtect Rund",80,178.7,{"$f":"G1083*(1-VLOOKUP(F1083,Konditionen!$B:$D,3,0))","v":178.7}]
["Entrauchung","BSFUFP","BSFUFP31560","Bogen Segment   BSFUFP   315.60","Lindab FireProtect Rund",80,214.75,{"$f":"G1084*(1-VLOOKUP(F1084,Konditionen!$B:$D,3,0))","v":214.75}]
["Entrauchung","BSFUFP","BSFUFP31590","Bogen Segment   BSFUFP   315.90","Lindab FireProtect Rund",80,259.7,{"$f":"G1085*(1-VLOOKUP(F1085,Konditionen!$B:$D,3,0))","v":259.7}]
["Entrauchung","BSFUFP","BSFUFP35545","Bogen Segment   BSFUFP   355.45","Lindab FireProtect Rund",80,190.45,{"$f":"G1086*(1-VLOOKUP(F1086,Konditionen!$B:$D,3,0))","v":190.45}]
["Entrauchung","BSFUFP","BSFUFP35560","Bogen Segment   BSFUFP   355.60","Lindab FireProtect Rund",80,237.7,{"$f":"G1087*(1-VLOOKUP(F1087,Konditionen!$B:$D,3,0))","v":237.7}]
["Entrauchung","BSFUFP","BSFUFP35590","Bogen Segment   BSFUFP   355.90","Lindab FireProtect Rund",80,285.14999999999998,{"$f":"G1088*(1-VLOOKUP(F1088,Konditionen!$B:$D,3,0))","v":285.14999999999998}]
["Entrauchung","BSFUFP","BSFUFP40045","Bogen Segment   BSFUFP   400.45","Lindab FireProtect Rund",80,209.7,{"$f":"G1089*(1-VLOOKUP(F1089,Konditionen!$B:$D,3,0))","v":209.7}]
["Entrauchung","BSFUFP","BSFUFP40060","Bogen Segment   BSFUFP   400.60","Lindab FireProtect Rund",80,254.75,{"$f":"G1090*(1-VLOOKUP(F1090,Konditionen!$B:$D,3,0))","v":254.75}]
["Entrauchung","BSFUFP","BSFUFP40090","Bogen Segment   BSFUFP   400.90","Lindab FireProtect Rund",80,312.35000000000002,{"$f":"G1091*(1-VLOOKUP(F1091,Konditionen!$B:$D,3,0))","v":312.35000000000002}]
["Entrauchung","BSFUFP","BSFUFP45045","Bogen Segment   BSFUFP   450.45","Lindab FireProtect Rund",80,247.65,{"$f":"G1092*(1-VLOOKUP(F1092,Konditionen!$B:$D,3,0))","v":247.65}]
["Entrauchung","BSFUFP","BSFUFP45060","Bogen Segment   BSFUFP   450.60","Lindab FireProtect Rund",80,297.60000000000002,{"$f":"G1093*(1-VLOOKUP(F1093,Konditionen!$B:$D,3,0))","v":297.60000000000002}]
["Entrauchung","BSFUFP","BSFUFP45090","Bogen Segment   BSFUFP   450.90","Lindab FireProtect Rund",80,358.75,{"$f":"G1094*(1-VLOOKUP(F1094,Konditionen!$B:$D,3,0))","v":358.75}]
["Entrauchung","BSFUFP","BSFUFP50045","Bogen Segment   BSFUFP   500.45","Lindab FireProtect Rund",80,324.10000000000002,{"$f":"G1095*(1-VLOOKUP(F1095,Konditionen!$B:$D,3,0))","v":324.10000000000002}]
["Entrauchung","BSFUFP","BSFUFP50060","Bogen Segment   BSFUFP   500.60","Lindab FireProtect Rund",80,363.7,{"$f":"G1096*(1-VLOOKUP(F1096,Konditionen!$B:$D,3,0))","v":363.7}]
["Entrauchung","BSFUFP","BSFUFP50090","Bogen Segment   BSFUFP   500.90","Lindab FireProtect Rund",80,445.6,{"$f":"G1097*(1-VLOOKUP(F1097,Konditionen!$B:$D,3,0))","v":445.6}]
["Entrauchung","BSFUFP","BSFUFP56045","Bogen Segment   BSFUFP   560.45","Lindab FireProtect Rund",80,422.45,{"$f":"G1098*(1-VLOOKUP(F1098,Konditionen!$B:$D,3,0))","v":422.45}]
["Entrauchung","BSFUFP","BSFUFP56060","Bogen Segment   BSFUFP   560.60","Lindab FireProtect Rund",80,468.85,{"$f":"G1099*(1-VLOOKUP(F1099,Konditionen!$B:$D,3,0))","v":468.85}]
["Entrauchung","BSFUFP","BSFUFP56090","Bogen Segment   BSFUFP   560.90","Lindab FireProtect Rund",80,654.79999999999995,{"$f":"G1100*(1-VLOOKUP(F1100,Konditionen!$B:$D,3,0))","v":654.79999999999995}]
["Entrauchung","BSFUFP","BSFUFP60045","Bogen Segment   BSFUFP   600.45","Lindab FireProtect Rund",80,510.05,{"$f":"G1101*(1-VLOOKUP(F1101,Konditionen!$B:$D,3,0))","v":510.05}]
["Entrauchung","BSFUFP","BSFUFP60060","Bogen Segment   BSFUFP   600.60","Lindab FireProtect Rund",80,578,{"$f":"G1102*(1-VLOOKUP(F1102,Konditionen!$B:$D,3,0))","v":578}]
["Entrauchung","BSFUFP","BSFUFP60090","Bogen Segment   BSFUFP   600.90","Lindab FireProtect Rund",80,699.45,{"$f":"G1103*(1-VLOOKUP(F1103,Konditionen!$B:$D,3,0))","v":699.45}]
["Entrauchung","BSFUFP","BSFUFP63045","Bogen Segment   BSFUFP   630.45","Lindab FireProtect Rund",80,610.1,{"$f":"G1104*(1-VLOOKUP(F1104,Konditionen!$B:$D,3,0))","v":610.1}]
["Entrauchung","BSFUFP","BSFUFP63060","Bogen Segment   BSFUFP   630.60","Lindab FireProtect Rund",80,690,{"$f":"G1105*(1-VLOOKUP(F1105,Konditionen!$B:$D,3,0))","v":690}]
["Entrauchung","BSFUFP","BSFUFP63090","Bogen Segment   BSFUFP   630.90","Lindab FireProtect Rund",80,850.5,{"$f":"G1106*(1-VLOOKUP(F1106,Konditionen!$B:$D,3,0))","v":850.5}]
["Entrauchung","BSFUFP","BSFUFP71045","Bogen Segment   BSFUFP   710.45","Lindab FireProtect Rund",80,747,{"$f":"G1107*(1-VLOOKUP(F1107,Konditionen!$B:$D,3,0))","v":747}]
["Entrauchung","BSFUFP","BSFUFP71060","Bogen Segment   BSFUFP   710.60","Lindab FireProtect Rund",80,846.4,{"$f":"G1108*(1-VLOOKUP(F1108,Konditionen!$B:$D,3,0))","v":846.4}]
["Entrauchung","BSFUFP","BSFUFP71090","Bogen Segment   BSFUFP   710.90","Lindab FireProtect Rund",80,1043,{"$f":"G1109*(1-VLOOKUP(F1109,Konditionen!$B:$D,3,0))","v":1043}]
["Entrauchung","BSFUFP","BSFUFP80045","Bogen Segment   BSFUFP   800.45","Lindab FireProtect Rund",80,930.5,{"$f":"G1110*(1-VLOOKUP(F1110,Konditionen!$B:$D,3,0))","v":930.5}]
["Entrauchung","BSFUFP","BSFUFP80060","Bogen Segment   BSFUFP   800.60","Lindab FireProtect Rund",80,1047,{"$f":"G1111*(1-VLOOKUP(F1111,Konditionen!$B:$D,3,0))","v":1047}]
["Entrauchung","BSFUFP","BSFUFP80090","Bogen Segment   BSFUFP   800.90","Lindab FireProtect Rund",80,1298,{"$f":"G1112*(1-VLOOKUP(F1112,Konditionen!$B:$D,3,0))","v":1298}]
["Entrauchung","BSFUFP","BSFUFP90045","Bogen Segment   BSFUFP   900.45","Lindab FireProtect Rund",80,1391,{"$f":"G1113*(1-VLOOKUP(F1113,Konditionen!$B:$D,3,0))","v":1391}]
["Entrauchung","BSFUFP","BSFUFP90060","Bogen Segment   BSFUFP   900.60","Lindab FireProtect Rund",80,1403,{"$f":"G1114*(1-VLOOKUP(F1114,Konditionen!$B:$D,3,0))","v":1403}]
["Entrauchung","BSFUFP","BSFUFP90090","Bogen Segment   BSFUFP   900.90","Lindab FireProtect Rund",80,1557,{"$f":"G1115*(1-VLOOKUP(F1115,Konditionen!$B:$D,3,0))","v":1557}]
["Rohre und Formteile","BSFU","BSFU100045","Bogen Segment    BSFU     1000.45","r = 1,5xd",30,1222,{"$f":"G1116*(1-VLOOKUP(F1116,Konditionen!$B:$D,3,0))","v":1222}]
["Rohre und Formteile","BSFU","BSFU100060","Bogen Segment    BSFU     1000.60","r = 1,5xd",30,1366,{"$f":"G1117*(1-VLOOKUP(F1117,Konditionen!$B:$D,3,0))","v":1366}]
["Rohre und Formteile","BSFU","BSFU100090","Bogen Segment    BSFU     1000.90","r = 1,5xd",30,1417,{"$f":"G1118*(1-VLOOKUP(F1118,Konditionen!$B:$D,3,0))","v":1417}]
["Rohre und Formteile","BSFU","BSFU10045","Bogen Segment    BSFU      100.45","r = 1,5xd",30,49.65,{"$f":"G1119*(1-VLOOKUP(F1119,Konditionen!$B:$D,3,0))","v":49.65}]
["Rohre und Formteile","BSFU","BSFU10060","Bogen Segment    BSFU      100.60","r = 1,5xd",30,57.2,{"$f":"G1120*(1-VLOOKUP(F1120,Konditionen!$B:$D,3,0))","v":57.2}]
["Rohre und Formteile","BSFU","BSFU10090","Bogen Segment    BSFU      100.90","r = 1,5xd",30,71.849999999999994,{"$f":"G1121*(1-VLOOKUP(F1121,Konditionen!$B:$D,3,0))","v":71.849999999999994}]
["Rohre und Formteile","BSFU","BSFU112045","Bogen Segment    BSFU     1120.45","r = 1,5xd",30,1545,{"$f":"G1122*(1-VLOOKUP(F1122,Konditionen!$B:$D,3,0))","v":1545}]
["Rohre und Formteile","BSFU","BSFU112060","Bogen Segment    BSFU     1120.60","r = 1,5xd",30,1723,{"$f":"G1123*(1-VLOOKUP(F1123,Konditionen!$B:$D,3,0))","v":1723}]
["Rohre und Formteile","BSFU","BSFU112090","Bogen Segment    BSFU     1120.90","r = 1,5xd",30,1821,{"$f":"G1124*(1-VLOOKUP(F1124,Konditionen!$B:$D,3,0))","v":1821}]
["Rohre und Formteile","BSFU","BSFU11245","Bogen Segment    BSFU      112.45","r = 1,5xd",30,55.6,{"$f":"G1125*(1-VLOOKUP(F1125,Konditionen!$B:$D,3,0))","v":55.6}]
["Rohre und Formteile","BSFU","BSFU11260","Bogen Segment    BSFU      112.60","r = 1,5xd",30,61.6,{"$f":"G1126*(1-VLOOKUP(F1126,Konditionen!$B:$D,3,0))","v":61.6}]
["Rohre und Formteile","BSFU","BSFU11290","Bogen Segment    BSFU      112.90","r = 1,5xd",30,76.150000000000006,{"$f":"G1127*(1-VLOOKUP(F1127,Konditionen!$B:$D,3,0))","v":76.150000000000006}]
["Rohre und Formteile","BSFU","BSFU125045","Bogen Segment    BSFU     1250.45","r = 1,5xd",30,1873,{"$f":"G1128*(1-VLOOKUP(F1128,Konditionen!$B:$D,3,0))","v":1873}]
["Rohre und Formteile","BSFU","BSFU125060","Bogen Segment    BSFU     1250.60","r = 1,5xd",30,2091,{"$f":"G1129*(1-VLOOKUP(F1129,Konditionen!$B:$D,3,0))","v":2091}]
["Rohre und Formteile","BSFU","BSFU125090","Bogen Segment    BSFU     1250.90","r = 1,5xd",30,2213,{"$f":"G1130*(1-VLOOKUP(F1130,Konditionen!$B:$D,3,0))","v":2213}]
["Rohre und Formteile","BSFU","BSFU12545","Bogen Segment    BSFU      125.45","r = 1,5xd",30,55.6,{"$f":"G1131*(1-VLOOKUP(F1131,Konditionen!$B:$D,3,0))","v":55.6}]
["Rohre und Formteile","BSFU","BSFU12560","Bogen Segment    BSFU      125.60","r = 1,5xd",30,61.6,{"$f":"G1132*(1-VLOOKUP(F1132,Konditionen!$B:$D,3,0))","v":61.6}]
["Rohre und Formteile","BSFU","BSFU12590","Bogen Segment    BSFU      125.90","r = 1,5xd",30,76.150000000000006,{"$f":"G1133*(1-VLOOKUP(F1133,Konditionen!$B:$D,3,0))","v":76.150000000000006}]
["Rohre und Formteile","BSFU","BSFU14045","Bogen Segment    BSFU      140.45","r = 1,5xd",30,60.1,{"$f":"G1134*(1-VLOOKUP(F1134,Konditionen!$B:$D,3,0))","v":60.1}]
["Rohre und Formteile","BSFU","BSFU14060","Bogen Segment    BSFU      140.60","r = 1,5xd",30,72.900000000000006,{"$f":"G1135*(1-VLOOKUP(F1135,Konditionen!$B:$D,3,0))","v":72.900000000000006}]
["Rohre und Formteile","BSFU","BSFU14090","Bogen Segment    BSFU      140.90","r = 1,5xd",30,89.35,{"$f":"G1136*(1-VLOOKUP(F1136,Konditionen!$B:$D,3,0))","v":89.35}]
["Rohre und Formteile","BSFU","BSFU15045","Bogen Segment    BSFU      150.45","r = 1,5xd",30,60.1,{"$f":"G1137*(1-VLOOKUP(F1137,Konditionen!$B:$D,3,0))","v":60.1}]
["Rohre und Formteile","BSFU","BSFU15060","Bogen Segment    BSFU      150.60","r = 1,5xd",30,72.900000000000006,{"$f":"G1138*(1-VLOOKUP(F1138,Konditionen!$B:$D,3,0))","v":72.900000000000006}]
["Rohre und Formteile","BSFU","BSFU15090","Bogen Segment    BSFU      150.90","r = 1,5xd",30,89.35,{"$f":"G1139*(1-VLOOKUP(F1139,Konditionen!$B:$D,3,0))","v":89.35}]
["Rohre und Formteile","BSFU","BSFU16045","Bogen Segment    BSFU      160.45","r = 1,5xd",30,60.1,{"$f":"G1140*(1-VLOOKUP(F1140,Konditionen!$B:$D,3,0))","v":60.1}]
["Rohre und Formteile","BSFU","BSFU16060","Bogen Segment    BSFU      160.60","r = 1,5xd",30,72.900000000000006,{"$f":"G1141*(1-VLOOKUP(F1141,Konditionen!$B:$D,3,0))","v":72.900000000000006}]
["Rohre und Formteile","BSFU","BSFU16090","Bogen Segment    BSFU      160.90","r = 1,5xd",30,89.35,{"$f":"G1142*(1-VLOOKUP(F1142,Konditionen!$B:$D,3,0))","v":89.35}]
["Rohre und Formteile","BSFU","BSFU18045","Bogen Segment    BSFU      180.45","r = 1,5xd",30,70.3,{"$f":"G1143*(1-VLOOKUP(F1143,Konditionen!$B:$D,3,0))","v":70.3}]
["Rohre und Formteile","BSFU","BSFU18060","Bogen Segment    BSFU      180.60","r = 1,5xd",30,82.35,{"$f":"G1144*(1-VLOOKUP(F1144,Konditionen!$B:$D,3,0))","v":82.35}]
["Rohre und Formteile","BSFU","BSFU18090","Bogen Segment    BSFU      180.90","r = 1,5xd",30,102.85,{"$f":"G1145*(1-VLOOKUP(F1145,Konditionen!$B:$D,3,0))","v":102.85}]
["Rohre und Formteile","BSFU","BSFU20045","Bogen Segment    BSFU      200.45","r = 1,5xd",30,70.3,{"$f":"G1146*(1-VLOOKUP(F1146,Konditionen!$B:$D,3,0))","v":70.3}]
["Rohre und Formteile","BSFU","BSFU20060","Bogen Segment    BSFU      200.60","r = 1,5xd",30,82.35,{"$f":"G1147*(1-VLOOKUP(F1147,Konditionen!$B:$D,3,0))","v":82.35}]
["Rohre und Formteile","BSFU","BSFU20090","Bogen Segment    BSFU      200.90","r = 1,5xd",30,102.85,{"$f":"G1148*(1-VLOOKUP(F1148,Konditionen!$B:$D,3,0))","v":102.85}]
["Rohre und Formteile","BSFU","BSFU22445","Bogen Segment    BSFU      224.45","r = 1,5xd",30,88.95,{"$f":"G1149*(1-VLOOKUP(F1149,Konditionen!$B:$D,3,0))","v":88.95}]
["Rohre und Formteile","BSFU","BSFU22460","Bogen Segment    BSFU      224.60","r = 1,5xd",30,111.45,{"$f":"G1150*(1-VLOOKUP(F1150,Konditionen!$B:$D,3,0))","v":111.45}]
["Rohre und Formteile","BSFU","BSFU22490","Bogen Segment    BSFU      224.90","r = 1,5xd",30,133.55000000000001,{"$f":"G1151*(1-VLOOKUP(F1151,Konditionen!$B:$D,3,0))","v":133.55000000000001}]
["Rohre und Formteile","BSFU","BSFU25045","Bogen Segment    BSFU      250.45","r = 1,5xd",30,88.95,{"$f":"G1152*(1-VLOOKUP(F1152,Konditionen!$B:$D,3,0))","v":88.95}]
["Rohre und Formteile","BSFU","BSFU25060","Bogen Segment    BSFU      250.60","r = 1,5xd",30,111.45,{"$f":"G1153*(1-VLOOKUP(F1153,Konditionen!$B:$D,3,0))","v":111.45}]
["Rohre und Formteile","BSFU","BSFU25090","Bogen Segment    BSFU      250.90","r = 1,5xd",30,133.55000000000001,{"$f":"G1154*(1-VLOOKUP(F1154,Konditionen!$B:$D,3,0))","v":133.55000000000001}]
["Rohre und Formteile","BSFU","BSFU28045","Bogen Segment    BSFU      280.45","r = 1,5xd",30,112,{"$f":"G1155*(1-VLOOKUP(F1155,Konditionen!$B:$D,3,0))","v":112}]
["Rohre und Formteile","BSFU","BSFU28060","Bogen Segment    BSFU      280.60","r = 1,5xd",30,139.30000000000001,{"$f":"G1156*(1-VLOOKUP(F1156,Konditionen!$B:$D,3,0))","v":139.30000000000001}]
["Rohre und Formteile","BSFU","BSFU28090","Bogen Segment    BSFU      280.90","r = 1,5xd",30,164.35,{"$f":"G1157*(1-VLOOKUP(F1157,Konditionen!$B:$D,3,0))","v":164.35}]
["Rohre und Formteile","BSFU","BSFU30045","Bogen Segment    BSFU      300.45","r = 1,5xd",30,112,{"$f":"G1158*(1-VLOOKUP(F1158,Konditionen!$B:$D,3,0))","v":112}]
["Rohre und Formteile","BSFU","BSFU30060","Bogen Segment    BSFU      300.60","r = 1,5xd",30,139.30000000000001,{"$f":"G1159*(1-VLOOKUP(F1159,Konditionen!$B:$D,3,0))","v":139.30000000000001}]
["Rohre und Formteile","BSFU","BSFU30090","Bogen Segment    BSFU      300.90","r = 1,5xd",30,164.35,{"$f":"G1160*(1-VLOOKUP(F1160,Konditionen!$B:$D,3,0))","v":164.35}]
["Rohre und Formteile","BSFU","BSFU31545","Bogen Segment    BSFU      315.45","r = 1,5xd",30,121.3,{"$f":"G1161*(1-VLOOKUP(F1161,Konditionen!$B:$D,3,0))","v":121.3}]
["Rohre und Formteile","BSFU","BSFU31560","Bogen Segment    BSFU      315.60","r = 1,5xd",30,145.80000000000001,{"$f":"G1162*(1-VLOOKUP(F1162,Konditionen!$B:$D,3,0))","v":145.80000000000001}]
["Rohre und Formteile","BSFU","BSFU31590","Bogen Segment    BSFU      315.90","r = 1,5xd",30,176.3,{"$f":"G1163*(1-VLOOKUP(F1163,Konditionen!$B:$D,3,0))","v":176.3}]
["Rohre und Formteile","BSFU","BSFU35545","Bogen Segment    BSFU      355.45","r = 1,5xd",30,126.75,{"$f":"G1164*(1-VLOOKUP(F1164,Konditionen!$B:$D,3,0))","v":126.75}]
["Rohre und Formteile","BSFU","BSFU35560","Bogen Segment    BSFU      355.60","r = 1,5xd",30,158.19999999999999,{"$f":"G1165*(1-VLOOKUP(F1165,Konditionen!$B:$D,3,0))","v":158.19999999999999}]
["Rohre und Formteile","BSFU","BSFU35590","Bogen Segment    BSFU      355.90","r = 1,5xd",30,190.1,{"$f":"G1166*(1-VLOOKUP(F1166,Konditionen!$B:$D,3,0))","v":190.1}]
["Rohre und Formteile","BSFU","BSFU40045","Bogen Segment    BSFU      400.45","r = 1,5xd",30,139.75,{"$f":"G1167*(1-VLOOKUP(F1167,Konditionen!$B:$D,3,0))","v":139.75}]
["Rohre und Formteile","BSFU","BSFU40060","Bogen Segment    BSFU      400.60","r = 1,5xd",30,169.6,{"$f":"G1168*(1-VLOOKUP(F1168,Konditionen!$B:$D,3,0))","v":169.6}]
["Rohre und Formteile","BSFU","BSFU40090","Bogen Segment    BSFU      400.90","r = 1,5xd",30,208.15,{"$f":"G1169*(1-VLOOKUP(F1169,Konditionen!$B:$D,3,0))","v":208.15}]
["Rohre und Formteile","BSFU","BSFU45045","Bogen Segment    BSFU      450.45","r = 1,5xd",30,164.9,{"$f":"G1170*(1-VLOOKUP(F1170,Konditionen!$B:$D,3,0))","v":164.9}]
["Rohre und Formteile","BSFU","BSFU45060","Bogen Segment    BSFU      450.60","r = 1,5xd",30,198.2,{"$f":"G1171*(1-VLOOKUP(F1171,Konditionen!$B:$D,3,0))","v":198.2}]
["Rohre und Formteile","BSFU","BSFU45090","Bogen Segment    BSFU      450.90","r = 1,5xd",30,238.75,{"$f":"G1172*(1-VLOOKUP(F1172,Konditionen!$B:$D,3,0))","v":238.75}]
["Rohre und Formteile","BSFU","BSFU50045","Bogen Segment    BSFU      500.45","r = 1,5xd",30,215.8,{"$f":"G1173*(1-VLOOKUP(F1173,Konditionen!$B:$D,3,0))","v":215.8}]
["Rohre und Formteile","BSFU","BSFU50060","Bogen Segment    BSFU      500.60","r = 1,5xd",30,242.1,{"$f":"G1174*(1-VLOOKUP(F1174,Konditionen!$B:$D,3,0))","v":242.1}]
["Rohre und Formteile","BSFU","BSFU50090","Bogen Segment    BSFU      500.90","r = 1,5xd",30,296.64999999999998,{"$f":"G1175*(1-VLOOKUP(F1175,Konditionen!$B:$D,3,0))","v":296.64999999999998}]
["Rohre und Formteile","BSFU","BSFU56045","Bogen Segment    BSFU      560.45","r = 1,5xd",30,281.35000000000002,{"$f":"G1176*(1-VLOOKUP(F1176,Konditionen!$B:$D,3,0))","v":281.35000000000002}]
["Rohre und Formteile","BSFU","BSFU56060","Bogen Segment    BSFU      560.60","r = 1,5xd",30,312.05,{"$f":"G1177*(1-VLOOKUP(F1177,Konditionen!$B:$D,3,0))","v":312.05}]
["Rohre und Formteile","BSFU","BSFU56090","Bogen Segment    BSFU      560.90","r = 1,5xd",30,436,{"$f":"G1178*(1-VLOOKUP(F1178,Konditionen!$B:$D,3,0))","v":436}]
["Rohre und Formteile","BSFU","BSFU60045","Bogen Segment    BSFU      600.45","r = 1,5xd",30,339.6,{"$f":"G1179*(1-VLOOKUP(F1179,Konditionen!$B:$D,3,0))","v":339.6}]
["Rohre und Formteile","BSFU","BSFU60060","Bogen Segment    BSFU      600.60","r = 1,5xd",30,384.85,{"$f":"G1180*(1-VLOOKUP(F1180,Konditionen!$B:$D,3,0))","v":384.85}]
["Rohre und Formteile","BSFU","BSFU60090","Bogen Segment    BSFU      600.90","r = 1,5xd",30,465.85,{"$f":"G1181*(1-VLOOKUP(F1181,Konditionen!$B:$D,3,0))","v":465.85}]
["Rohre und Formteile","BSFU","BSFU63045","Bogen Segment    BSFU      630.45","r = 1,5xd",30,406.25,{"$f":"G1182*(1-VLOOKUP(F1182,Konditionen!$B:$D,3,0))","v":406.25}]
["Rohre und Formteile","BSFU","BSFU63060","Bogen Segment    BSFU      630.60","r = 1,5xd",30,459.55,{"$f":"G1183*(1-VLOOKUP(F1183,Konditionen!$B:$D,3,0))","v":459.55}]
["Rohre und Formteile","BSFU","BSFU63090","Bogen Segment    BSFU      630.90","r = 1,5xd",30,566.20000000000005,{"$f":"G1184*(1-VLOOKUP(F1184,Konditionen!$B:$D,3,0))","v":566.20000000000005}]
["Rohre und Formteile","BSFU","BSFU71045","Bogen Segment    BSFU      710.45","r = 1,5xd",30,497.35,{"$f":"G1185*(1-VLOOKUP(F1185,Konditionen!$B:$D,3,0))","v":497.35}]
["Rohre und Formteile","BSFU","BSFU71060","Bogen Segment    BSFU      710.60","r = 1,5xd",30,563.54999999999995,{"$f":"G1186*(1-VLOOKUP(F1186,Konditionen!$B:$D,3,0))","v":563.54999999999995}]
["Rohre und Formteile","BSFU","BSFU71090","Bogen Segment    BSFU      710.90","r = 1,5xd",30,694.3,{"$f":"G1187*(1-VLOOKUP(F1187,Konditionen!$B:$D,3,0))","v":694.3}]
["Rohre und Formteile","BSFU","BSFU80045","Bogen Segment    BSFU      800.45","r = 1,5xd",30,619.6,{"$f":"G1188*(1-VLOOKUP(F1188,Konditionen!$B:$D,3,0))","v":619.6}]
["Rohre und Formteile","BSFU","BSFU80060","Bogen Segment    BSFU      800.60","r = 1,5xd",30,697,{"$f":"G1189*(1-VLOOKUP(F1189,Konditionen!$B:$D,3,0))","v":697}]
["Rohre und Formteile","BSFU","BSFU80090","Bogen Segment    BSFU      800.90","r = 1,5xd",30,864.3,{"$f":"G1190*(1-VLOOKUP(F1190,Konditionen!$B:$D,3,0))","v":864.3}]
["Rohre und Formteile","BSFU","BSFU8045","Bogen Segment    BSFU       80.45","r = 1,5xd",30,48.7,{"$f":"G1191*(1-VLOOKUP(F1191,Konditionen!$B:$D,3,0))","v":48.7}]
["Rohre und Formteile","BSFU","BSFU8060","Bogen Segment    BSFU       80.60","r = 1,5xd",30,56.55,{"$f":"G1192*(1-VLOOKUP(F1192,Konditionen!$B:$D,3,0))","v":56.55}]
["Rohre und Formteile","BSFU","BSFU8090","Bogen Segment    BSFU       80.90","r = 1,5xd",30,70.400000000000006,{"$f":"G1193*(1-VLOOKUP(F1193,Konditionen!$B:$D,3,0))","v":70.400000000000006}]
["Rohre und Formteile","BSFU","BSFU90045","Bogen Segment    BSFU      900.45","r = 1,5xd",30,926.3,{"$f":"G1194*(1-VLOOKUP(F1194,Konditionen!$B:$D,3,0))","v":926.3}]
["Rohre und Formteile","BSFU","BSFU90060","Bogen Segment    BSFU      900.60","r = 1,5xd",30,934.1,{"$f":"G1195*(1-VLOOKUP(F1195,Konditionen!$B:$D,3,0))","v":934.1}]
["Rohre und Formteile","BSFU","BSFU90090","Bogen Segment    BSFU      900.90","r = 1,5xd",30,1036,{"$f":"G1196*(1-VLOOKUP(F1196,Konditionen!$B:$D,3,0))","v":1036}]
["Rohre und Formteile","BSIU","BSIU10090GJUT","Bogen kurz    BSIU 100.90-GJUT","für direkten Ventileinbau, passend",30,132.30000000000001,{"$f":"G1197*(1-VLOOKUP(F1197,Konditionen!$B:$D,3,0))","v":132.30000000000001}]
["Rohre und Formteile","BSIU","BSIU12590GJUT","Bogen kurz    BSIU 125.90-GJUT","für direkten Ventileinbau, passend",30,222.9,{"$f":"G1198*(1-VLOOKUP(F1198,Konditionen!$B:$D,3,0))","v":222.9}]
["Rohre und Formteile","BSIU","BSIU16090GJUT","Bogen kurz    BSIU 160.90-GJUT","für direkten Ventileinbau, passend",30,268.05,{"$f":"G1199*(1-VLOOKUP(F1199,Konditionen!$B:$D,3,0))","v":268.05}]
["Schalldämpfer","BSLU","BSLU1012590","Bogenschalldämpfer  BSLU100 125.90","mit 100 mm Isolierung",30,523.04999999999995,{"$f":"G1200*(1-VLOOKUP(F1200,Konditionen!$B:$D,3,0))","v":523.04999999999995}]
["Schalldämpfer","BSLU","BSLU1016090","Bogenschalldämpfer BSLU100 160.90","mit 100 mm Isolierung",30,629.04999999999995,{"$f":"G1201*(1-VLOOKUP(F1201,Konditionen!$B:$D,3,0))","v":629.04999999999995}]
["Schalldämpfer","BSLU","BSLU1020090","Bogenschalldämpfer  BSLU100 200.90","mit 100 mm Isolierung",30,734.2,{"$f":"G1202*(1-VLOOKUP(F1202,Konditionen!$B:$D,3,0))","v":734.2}]
["Schalldämpfer","BSLU","BSLU1025090","Bogenschalldämpfer  BSLU100 250.90","mit 100 mm Isolierung",30,873.75,{"$f":"G1203*(1-VLOOKUP(F1203,Konditionen!$B:$D,3,0))","v":873.75}]
["Schalldämpfer","BSLU","BSLU1030090","Bogenschalldämpfer  BSLU100 300.90","mit 100 mm Isolierung",30,1083,{"$f":"G1204*(1-VLOOKUP(F1204,Konditionen!$B:$D,3,0))","v":1083}]
["Schalldämpfer","BSLU","BSLU1031590","Bogenschalldämpfer  BSLU100 315.90","mit 100 mm Isolierung",30,1083,{"$f":"G1205*(1-VLOOKUP(F1205,Konditionen!$B:$D,3,0))","v":1083}]
["Schalldämpfer","BSLU","BSLU1035590","Bogenschalldämpfer  BSLU100 355.90","mit 100 mm Isolierung",30,1385,{"$f":"G1206*(1-VLOOKUP(F1206,Konditionen!$B:$D,3,0))","v":1385}]
["Schalldämpfer","BSLU","BSLU1040090","Bogenschalldämpfer  BSLU100 400.90","mit 100 mm Isolierung",30,1563,{"$f":"G1207*(1-VLOOKUP(F1207,Konditionen!$B:$D,3,0))","v":1563}]
["Schalldämpfer","BSLU","BSLU1045090","Bogenschalldämpfer  BSLU100 450.90","mit 100 mm Isolierung",30,2226,{"$f":"G1208*(1-VLOOKUP(F1208,Konditionen!$B:$D,3,0))","v":2226}]
["Schalldämpfer","BSLU","BSLU1050090","Bogenschalldämpfer  BSLU100 500.90","mit 100 mm Isolierung",30,2226,{"$f":"G1209*(1-VLOOKUP(F1209,Konditionen!$B:$D,3,0))","v":2226}]
["Schalldämpfer","BSLU","BSLU1056090","Bogenschalldämpfer  BSLU100 560.90","mit 100 mm Isolierung",30,2738,{"$f":"G1210*(1-VLOOKUP(F1210,Konditionen!$B:$D,3,0))","v":2738}]
["Schalldämpfer","BSLU","BSLU1063090","Bogenschalldämpfer  BSLU100 630.90","mit 100 mm Isolierung",30,3030,{"$f":"G1211*(1-VLOOKUP(F1211,Konditionen!$B:$D,3,0))","v":3030}]
["Schalldämpfer","BSLU","BSLU1071090","Bogenschalldämpfer  BSLU100 710.90","mit 100 mm Isolierung",30,3379,{"$f":"G1212*(1-VLOOKUP(F1212,Konditionen!$B:$D,3,0))","v":3379}]
["Schalldämpfer","BSLU","BSLU5012590","Bogenschalldämpfer  BSLU50  125.90","mit 50 mm Isolierung",30,309.35000000000002,{"$f":"G1213*(1-VLOOKUP(F1213,Konditionen!$B:$D,3,0))","v":309.35000000000002}]
["Schalldämpfer","BSLU","BSLU5016090","Bogenschalldämpfer  BSLU50  160.90","mit  50 mm Isolierung",30,361.4,{"$f":"G1214*(1-VLOOKUP(F1214,Konditionen!$B:$D,3,0))","v":361.4}]
["Schalldämpfer","BSLU","BSLU5020090","Bogenschalldämpfer  BSLU50  200.90","mit 50 mm Isolierung",30,436.6,{"$f":"G1215*(1-VLOOKUP(F1215,Konditionen!$B:$D,3,0))","v":436.6}]
["Schalldämpfer","BSLU","BSLU5025090","Bogenschalldämpfer  BSLU50  250.90","mit 50 mm Isolierung",30,496.55,{"$f":"G1216*(1-VLOOKUP(F1216,Konditionen!$B:$D,3,0))","v":496.55}]
["Schalldämpfer","BSLU","BSLU5030090","Bogenschalldämpfer  BSLU50  300.90","mit 50 mm Isolierung",30,709.7,{"$f":"G1217*(1-VLOOKUP(F1217,Konditionen!$B:$D,3,0))","v":709.7}]
["Schalldämpfer","BSLU","BSLU5031590","Bogenschalldämpfer   BSLU50  315.90","mit 50 mm Isolierung",30,709.7,{"$f":"G1218*(1-VLOOKUP(F1218,Konditionen!$B:$D,3,0))","v":709.7}]
["Lindab Transfer","BSTR","BSTR10015","Transfer Bogen gepresst BSTR 100.15","",35,55.75,{"$f":"G1219*(1-VLOOKUP(F1219,Konditionen!$B:$D,3,0))","v":55.75}]
["Lindab Transfer","BSTR","BSTR10030","Transfer Bogen gepresst BSTR 100.30","",35,55.75,{"$f":"G1220*(1-VLOOKUP(F1220,Konditionen!$B:$D,3,0))","v":55.75}]
["Lindab Transfer","BSTR","BSTR10045","Transfer Bogen gepresst BSTR 100.45","",35,55.75,{"$f":"G1221*(1-VLOOKUP(F1221,Konditionen!$B:$D,3,0))","v":55.75}]
["Lindab Transfer","BSTR","BSTR10060","Transfer Bogen gepresst BSTR 100.60","",35,55.75,{"$f":"G1222*(1-VLOOKUP(F1222,Konditionen!$B:$D,3,0))","v":55.75}]
["Lindab Transfer","BSTR","BSTR10090","Transfer Bogen gepresst BSTR 100.90","",35,55.75,{"$f":"G1223*(1-VLOOKUP(F1223,Konditionen!$B:$D,3,0))","v":55.75}]
["Lindab Transfer","BSTR","BSTR12515","Transfer Bogen gepresst BSTR 125.15","",35,68.7,{"$f":"G1224*(1-VLOOKUP(F1224,Konditionen!$B:$D,3,0))","v":68.7}]
["Lindab Transfer","BSTR","BSTR12530","Transfer Bogen gepresst BSTR 125.30","",35,68.7,{"$f":"G1225*(1-VLOOKUP(F1225,Konditionen!$B:$D,3,0))","v":68.7}]
["Lindab Transfer","BSTR","BSTR12545","Transfer Bogen gepresst BSTR 125.45","",35,68.7,{"$f":"G1226*(1-VLOOKUP(F1226,Konditionen!$B:$D,3,0))","v":68.7}]
["Lindab Transfer","BSTR","BSTR12560","Transfer Bogen gepresst BSTR 125.60","",35,68.7,{"$f":"G1227*(1-VLOOKUP(F1227,Konditionen!$B:$D,3,0))","v":68.7}]
["Lindab Transfer","BSTR","BSTR12590","Transfer Bogen gepresst BSTR 125.90","",35,68.7,{"$f":"G1228*(1-VLOOKUP(F1228,Konditionen!$B:$D,3,0))","v":68.7}]
["Lindab Transfer","BSTR","BSTR15015","Transfer Bogen gepresst BSTR 150.15","",35,99.85,{"$f":"G1229*(1-VLOOKUP(F1229,Konditionen!$B:$D,3,0))","v":99.85}]
["Lindab Transfer","BSTR","BSTR15030","Transfer Bogen gepresst BSTR 150.30","",35,99.85,{"$f":"G1230*(1-VLOOKUP(F1230,Konditionen!$B:$D,3,0))","v":99.85}]
["Lindab Transfer","BSTR","BSTR15045","Transfer Bogen gepresst BSTR 150.45","",35,99.85,{"$f":"G1231*(1-VLOOKUP(F1231,Konditionen!$B:$D,3,0))","v":99.85}]
["Lindab Transfer","BSTR","BSTR15060","Transfer Bogen gepresst BSTR 150.60","",35,99.85,{"$f":"G1232*(1-VLOOKUP(F1232,Konditionen!$B:$D,3,0))","v":99.85}]
["Lindab Transfer","BSTR","BSTR15090","Transfer Bogen gepresst BSTR 150.90","",35,99.85,{"$f":"G1233*(1-VLOOKUP(F1233,Konditionen!$B:$D,3,0))","v":99.85}]
["Lindab Transfer","BSTR","BSTR16015","Transfer Bogen gepresst BSTR 160.15","",35,99.85,{"$f":"G1234*(1-VLOOKUP(F1234,Konditionen!$B:$D,3,0))","v":99.85}]
["Lindab Transfer","BSTR","BSTR16030","Transfer Bogen gepresst BSTR 160.30","",35,99.85,{"$f":"G1235*(1-VLOOKUP(F1235,Konditionen!$B:$D,3,0))","v":99.85}]
["Lindab Transfer","BSTR","BSTR16045","Transfer Bogen gepresst BSTR 160.45","",35,99.85,{"$f":"G1236*(1-VLOOKUP(F1236,Konditionen!$B:$D,3,0))","v":99.85}]
["Lindab Transfer","BSTR","BSTR16060","Transfer Bogen gepresst BSTR 160.60","",35,99.85,{"$f":"G1237*(1-VLOOKUP(F1237,Konditionen!$B:$D,3,0))","v":99.85}]
["Lindab Transfer","BSTR","BSTR16090","Transfer Bogen gepresst BSTR 160.90","",35,99.85,{"$f":"G1238*(1-VLOOKUP(F1238,Konditionen!$B:$D,3,0))","v":99.85}]
["Lindab Transfer","BSTR","BSTR18015","Transfer Bogen gepresst BSTR 180.15","",35,113.25,{"$f":"G1239*(1-VLOOKUP(F1239,Konditionen!$B:$D,3,0))","v":113.25}]
["Lindab Transfer","BSTR","BSTR18030","Transfer Bogen gepresst BSTR 180.30","",35,113.25,{"$f":"G1240*(1-VLOOKUP(F1240,Konditionen!$B:$D,3,0))","v":113.25}]
["Lindab Transfer","BSTR","BSTR18045","Transfer Bogen gepresst BSTR 180.45","",35,113.25,{"$f":"G1241*(1-VLOOKUP(F1241,Konditionen!$B:$D,3,0))","v":113.25}]
["Lindab Transfer","BSTR","BSTR18060","Transfer Bogen gepresst BSTR 180.60","",35,113.25,{"$f":"G1242*(1-VLOOKUP(F1242,Konditionen!$B:$D,3,0))","v":113.25}]
["Lindab Transfer","BSTR","BSTR18090","Transfer Bogen gepresst BSTR 180.90","",35,113.25,{"$f":"G1243*(1-VLOOKUP(F1243,Konditionen!$B:$D,3,0))","v":113.25}]
["Ventilatoren","BSV","BSV100","Schutzgitter BSV 100","","Netto",4.45,{"$f":"G1244*(1-VLOOKUP(F1244,Konditionen!$B:$D,3,0))","v":4.45}]
["Ventilatoren","BSV","BSV125","Schutzgitter BSV 125","","Netto",4.45,{"$f":"G1245*(1-VLOOKUP(F1245,Konditionen!$B:$D,3,0))","v":4.45}]
["Ventilatoren","BSV","BSV150","Schutzgitter BSV 150","","Netto",5.55,{"$f":"G1246*(1-VLOOKUP(F1246,Konditionen!$B:$D,3,0))","v":5.55}]
["Ventilatoren","BSV","BSV160","Schutzgitter BSV 160","","Netto",5.55,{"$f":"G1247*(1-VLOOKUP(F1247,Konditionen!$B:$D,3,0))","v":5.55}]
["Ventilatoren","BSV","BSV200","Schutzgitter BSV 200","","Netto",6.15,{"$f":"G1248*(1-VLOOKUP(F1248,Konditionen!$B:$D,3,0))","v":6.15}]
["Ventilatoren","BSV","BSV250","Schutzgitter BSV 250","","Netto",6.6,{"$f":"G1249*(1-VLOOKUP(F1249,Konditionen!$B:$D,3,0))","v":6.6}]
["Ventilatoren","BSV","BSV315","Schutzgitter BSV 315","","Netto",9.4,{"$f":"G1250*(1-VLOOKUP(F1250,Konditionen!$B:$D,3,0))","v":9.4}]
["Ventilatoren","BSV","BSV355","Schutzgitter BSV 355","","Netto",10.3,{"$f":"G1251*(1-VLOOKUP(F1251,Konditionen!$B:$D,3,0))","v":10.3}]
["Ventilatoren","BSV","BSV400","Schutzgitter BSV 400","","Netto",11.1,{"$f":"G1252*(1-VLOOKUP(F1252,Konditionen!$B:$D,3,0))","v":11.1}]
["Ventilatoren","BSV","BSV450","Schutzgitter BSV 450","","Netto",15.1,{"$f":"G1253*(1-VLOOKUP(F1253,Konditionen!$B:$D,3,0))","v":15.1}]
["Ventilatoren","BSV","BSV500","Schutzgitter BSV 500","","Netto",16.149999999999999,{"$f":"G1254*(1-VLOOKUP(F1254,Konditionen!$B:$D,3,0))","v":16.149999999999999}]
["Ventilatoren","BSV","BSV560","Schutzgitter BSV 560","","Netto",20.6,{"$f":"G1255*(1-VLOOKUP(F1255,Konditionen!$B:$D,3,0))","v":20.6}]
["Ventilatoren","BSV","BSV630","Schutzgitter BSV 630","","Netto",24.75,{"$f":"G1256*(1-VLOOKUP(F1256,Konditionen!$B:$D,3,0))","v":24.75}]
["Ventilatoren","BSV","BSV710","Schutzgitter BSV 710","","Netto",35.85,{"$f":"G1257*(1-VLOOKUP(F1257,Konditionen!$B:$D,3,0))","v":35.85}]
["Ventilatoren","BSV","BSV80","Schutzgitter BSV 80","","Netto",4.45,{"$f":"G1258*(1-VLOOKUP(F1258,Konditionen!$B:$D,3,0))","v":4.45}]
["Ventilatoren","BSV","BSV800","Schutzgitter BSV 800","","Netto",40.6,{"$f":"G1259*(1-VLOOKUP(F1259,Konditionen!$B:$D,3,0))","v":40.6}]
["Lindab Transfer","BTR","BTR10015","Transfer Bogen gepresst BTR  100.15","",35,42.65,{"$f":"G1260*(1-VLOOKUP(F1260,Konditionen!$B:$D,3,0))","v":42.65}]
["Lindab Transfer","BTR","BTR10030","Transfer Bogen gepresst BTR  100.30","",35,39.299999999999997,{"$f":"G1261*(1-VLOOKUP(F1261,Konditionen!$B:$D,3,0))","v":39.299999999999997}]
["Lindab Transfer","BTR","BTR10045","Transfer Bogen gepresst BTR  100.45","",35,39.299999999999997,{"$f":"G1262*(1-VLOOKUP(F1262,Konditionen!$B:$D,3,0))","v":39.299999999999997}]
["Lindab Transfer","BTR","BTR10060","Transfer Bogen gepresst BTR  100.60","",35,41.7,{"$f":"G1263*(1-VLOOKUP(F1263,Konditionen!$B:$D,3,0))","v":41.7}]
["Lindab Transfer","BTR","BTR10090","Transfer Bogen gepresst BTR  100.90","",35,41.7,{"$f":"G1264*(1-VLOOKUP(F1264,Konditionen!$B:$D,3,0))","v":41.7}]
["Lindab Transfer","BTR","BTR12515","Transfer Bogen gepresst BTR  125.15","",35,49.05,{"$f":"G1265*(1-VLOOKUP(F1265,Konditionen!$B:$D,3,0))","v":49.05}]
["Lindab Transfer","BTR","BTR12530","Transfer Bogen gepresst BTR  125.30","",35,42.65,{"$f":"G1266*(1-VLOOKUP(F1266,Konditionen!$B:$D,3,0))","v":42.65}]
["Lindab Transfer","BTR","BTR12545","Transfer Bogen gepresst BTR  125.45","",35,42.65,{"$f":"G1267*(1-VLOOKUP(F1267,Konditionen!$B:$D,3,0))","v":42.65}]
["Lindab Transfer","BTR","BTR12560","Transfer Bogen gepresst BTR  125.60","",35,49.05,{"$f":"G1268*(1-VLOOKUP(F1268,Konditionen!$B:$D,3,0))","v":49.05}]
["Lindab Transfer","BTR","BTR12590","Transfer Bogen gepresst BTR  125.90","",35,49.05,{"$f":"G1269*(1-VLOOKUP(F1269,Konditionen!$B:$D,3,0))","v":49.05}]
["Lindab Transfer","BTR","BTR14015","Transfer Bogen gepresst BTR  140.15","",35,59.8,{"$f":"G1270*(1-VLOOKUP(F1270,Konditionen!$B:$D,3,0))","v":59.8}]
["Lindab Transfer","BTR","BTR14030","Transfer Bogen gepresst BTR  140.30","",35,54.05,{"$f":"G1271*(1-VLOOKUP(F1271,Konditionen!$B:$D,3,0))","v":54.05}]
["Lindab Transfer","BTR","BTR14045","Transfer Bogen gepresst BTR  140.45","",35,54.05,{"$f":"G1272*(1-VLOOKUP(F1272,Konditionen!$B:$D,3,0))","v":54.05}]
["Lindab Transfer","BTR","BTR14060","Transfer Bogen gepresst BTR  140.60","",35,67.25,{"$f":"G1273*(1-VLOOKUP(F1273,Konditionen!$B:$D,3,0))","v":67.25}]
["Lindab Transfer","BTR","BTR14090","Transfer Bogen gepresst BTR  140.90","",35,67.25,{"$f":"G1274*(1-VLOOKUP(F1274,Konditionen!$B:$D,3,0))","v":67.25}]
["Lindab Transfer","BTR","BTR15015","Transfer Bogen gepresst BTR  150.15","",35,59.8,{"$f":"G1275*(1-VLOOKUP(F1275,Konditionen!$B:$D,3,0))","v":59.8}]
["Lindab Transfer","BTR","BTR15030","Transfer Bogen gepresst BTR  150.30","",35,54.05,{"$f":"G1276*(1-VLOOKUP(F1276,Konditionen!$B:$D,3,0))","v":54.05}]
["Lindab Transfer","BTR","BTR15045","Transfer Bogen gepresst BTR  150.45","",35,54.05,{"$f":"G1277*(1-VLOOKUP(F1277,Konditionen!$B:$D,3,0))","v":54.05}]
["Lindab Transfer","BTR","BTR15060","Transfer Bogen gepresst BTR  150.60","",35,67.25,{"$f":"G1278*(1-VLOOKUP(F1278,Konditionen!$B:$D,3,0))","v":67.25}]
["Lindab Transfer","BTR","BTR15090","Transfer Bogen gepresst BTR  150.90","",35,67.25,{"$f":"G1279*(1-VLOOKUP(F1279,Konditionen!$B:$D,3,0))","v":67.25}]
["Lindab Transfer","BTR","BTR16015","Transfer Bogen gepresst BTR  160.15","",35,59.8,{"$f":"G1280*(1-VLOOKUP(F1280,Konditionen!$B:$D,3,0))","v":59.8}]
["Lindab Transfer","BTR","BTR16030","Transfer Bogen gepresst BTR  160.30","",35,54.05,{"$f":"G1281*(1-VLOOKUP(F1281,Konditionen!$B:$D,3,0))","v":54.05}]
["Lindab Transfer","BTR","BTR16045","Transfer Bogen gepresst BTR  160.45","",35,54.05,{"$f":"G1282*(1-VLOOKUP(F1282,Konditionen!$B:$D,3,0))","v":54.05}]
["Lindab Transfer","BTR","BTR16060","Transfer Bogen gepresst BTR  160.60","",35,67.25,{"$f":"G1283*(1-VLOOKUP(F1283,Konditionen!$B:$D,3,0))","v":67.25}]
["Lindab Transfer","BTR","BTR16090","Transfer Bogen gepresst BTR  160.90","",35,67.25,{"$f":"G1284*(1-VLOOKUP(F1284,Konditionen!$B:$D,3,0))","v":67.25}]
["Lindab Transfer","BTR","BTR18015","Transfer Bogen gepresst BTR  180.15","",35,89.15,{"$f":"G1285*(1-VLOOKUP(F1285,Konditionen!$B:$D,3,0))","v":89.15}]
["Lindab Transfer","BTR","BTR18030","Transfer Bogen gepresst BTR  180.30","",35,81.2,{"$f":"G1286*(1-VLOOKUP(F1286,Konditionen!$B:$D,3,0))","v":81.2}]
["Lindab Transfer","BTR","BTR18045","Transfer Bogen gepresst BTR  180.45","",35,81.2,{"$f":"G1287*(1-VLOOKUP(F1287,Konditionen!$B:$D,3,0))","v":81.2}]
["Lindab Transfer","BTR","BTR18060","Transfer Bogen gepresst BTR  180.60","",35,103.6,{"$f":"G1288*(1-VLOOKUP(F1288,Konditionen!$B:$D,3,0))","v":103.6}]
["Lindab Transfer","BTR","BTR18090","Transfer Bogen gepresst BTR  180.90","",35,103.6,{"$f":"G1289*(1-VLOOKUP(F1289,Konditionen!$B:$D,3,0))","v":103.6}]
["Lindab Transfer","BTR","BTR20015","Transfer Bogen gepresst BTR  200.15","",35,89.15,{"$f":"G1290*(1-VLOOKUP(F1290,Konditionen!$B:$D,3,0))","v":89.15}]
["Lindab Transfer","BTR","BTR20030","Transfer Bogen gepresst BTR  200.30","",35,81.2,{"$f":"G1291*(1-VLOOKUP(F1291,Konditionen!$B:$D,3,0))","v":81.2}]
["Lindab Transfer","BTR","BTR20045","Transfer Bogen gepresst BTR  200.45","",35,81.2,{"$f":"G1292*(1-VLOOKUP(F1292,Konditionen!$B:$D,3,0))","v":81.2}]
["Lindab Transfer","BTR","BTR20060","Transfer Bogen gepresst BTR  200.60","",35,103.6,{"$f":"G1293*(1-VLOOKUP(F1293,Konditionen!$B:$D,3,0))","v":103.6}]
["Lindab Transfer","BTR","BTR20090","Transfer Bogen gepresst BTR  200.90","",35,103.6,{"$f":"G1294*(1-VLOOKUP(F1294,Konditionen!$B:$D,3,0))","v":103.6}]
["Lindab Transfer","BTR","BTR22415","Transfer Bogen gepresst BTR  224.15","",35,106.75,{"$f":"G1295*(1-VLOOKUP(F1295,Konditionen!$B:$D,3,0))","v":106.75}]
["Lindab Transfer","BTR","BTR22430","Transfer Bogen gepresst BTR  224.30","",35,97,{"$f":"G1296*(1-VLOOKUP(F1296,Konditionen!$B:$D,3,0))","v":97}]
["Lindab Transfer","BTR","BTR22445","Transfer Bogen gepresst BTR  224.45","",35,97,{"$f":"G1297*(1-VLOOKUP(F1297,Konditionen!$B:$D,3,0))","v":97}]
["Lindab Transfer","BTR","BTR22460","Transfer Bogen gepresst BTR  224.60","",35,125.7,{"$f":"G1298*(1-VLOOKUP(F1298,Konditionen!$B:$D,3,0))","v":125.7}]
["Lindab Transfer","BTR","BTR22490","Transfer Bogen gepresst BTR  224.90","",35,125.7,{"$f":"G1299*(1-VLOOKUP(F1299,Konditionen!$B:$D,3,0))","v":125.7}]
["Lindab Transfer","BTR","BTR25015","Transfer Bogen gepresst BTR  250.15","",35,106.75,{"$f":"G1300*(1-VLOOKUP(F1300,Konditionen!$B:$D,3,0))","v":106.75}]
["Lindab Transfer","BTR","BTR25030","Transfer Bogen gepresst BTR  250.30","",35,97,{"$f":"G1301*(1-VLOOKUP(F1301,Konditionen!$B:$D,3,0))","v":97}]
["Lindab Transfer","BTR","BTR25045","Transfer Bogen gepresst BTR  250.45","",35,97,{"$f":"G1302*(1-VLOOKUP(F1302,Konditionen!$B:$D,3,0))","v":97}]
["Lindab Transfer","BTR","BTR25060","Transfer Bogen gepresst BTR  250.60","",35,125.7,{"$f":"G1303*(1-VLOOKUP(F1303,Konditionen!$B:$D,3,0))","v":125.7}]
["Lindab Transfer","BTR","BTR25090","Transfer Bogen gepresst BTR  250.90","",35,125.7,{"$f":"G1304*(1-VLOOKUP(F1304,Konditionen!$B:$D,3,0))","v":125.7}]
["Lindab Transfer","BTR","BTR8015","Transfer Bogen gepresst BTR   80.15","",35,42.65,{"$f":"G1305*(1-VLOOKUP(F1305,Konditionen!$B:$D,3,0))","v":42.65}]
["Lindab Transfer","BTR","BTR8030","Transfer Bogen gepresst BTR   80.30","",35,39.299999999999997,{"$f":"G1306*(1-VLOOKUP(F1306,Konditionen!$B:$D,3,0))","v":39.299999999999997}]
["Lindab Transfer","BTR","BTR8045","Transfer Bogen gepresst BTR   80.45","",35,39.299999999999997,{"$f":"G1307*(1-VLOOKUP(F1307,Konditionen!$B:$D,3,0))","v":39.299999999999997}]
["Lindab Transfer","BTR","BTR8060","Transfer Bogen gepresst BTR   80.60","",35,41.7,{"$f":"G1308*(1-VLOOKUP(F1308,Konditionen!$B:$D,3,0))","v":41.7}]
["Lindab Transfer","BTR","BTR8090","Transfer Bogen gepresst BTR   80.90","",35,41.7,{"$f":"G1309*(1-VLOOKUP(F1309,Konditionen!$B:$D,3,0))","v":41.7}]
["Brandschutz","BTZ2","BTZ2100","Absperrvorrichtung BTZ-2-EI90SK 100","als Brandschutzventil m. Rahmen KKS",8006,154.74,{"$f":"G1310*(1-VLOOKUP(F1310,Konditionen!$B:$D,3,0))","v":154.74}]
["Brandschutz","BTZ2","BTZ2125","Absperrvorrichtung BTZ-2-EI90SK 125","als Brandschutzventil m. Rahmen KKS",8006,165.14,{"$f":"G1311*(1-VLOOKUP(F1311,Konditionen!$B:$D,3,0))","v":165.14}]
["Brandschutz","BTZ2","BTZ2160","Absperrvorrichtung BTZ-2-EI90SK 160","als Brandschutzventil m. Rahmen KKS",8006,200.52,{"$f":"G1312*(1-VLOOKUP(F1312,Konditionen!$B:$D,3,0))","v":200.52}]
["Brandschutz","BTZ2","BTZ2200","Absperrvorrichtung BTZ-2-EI90SK 200","als Brandschutzventil m. Rahmen KKS",8006,224.25,{"$f":"G1313*(1-VLOOKUP(F1313,Konditionen!$B:$D,3,0))","v":224.25}]
["Entrauchung","BUFP","BUFP10015","Bogen gepresst   BUFP   100.15","Lindab FireProtect Rund",80,40.35,{"$f":"G1314*(1-VLOOKUP(F1314,Konditionen!$B:$D,3,0))","v":40.35}]
["Entrauchung","BUFP","BUFP10030","Bogen gepresst   BUFP   100.30","Lindab FireProtect Rund",80,31.95,{"$f":"G1315*(1-VLOOKUP(F1315,Konditionen!$B:$D,3,0))","v":31.95}]
["Entrauchung","BUFP","BUFP10045","Bogen gepresst   BUFP   100.45","Lindab FireProtect Rund",80,34.65,{"$f":"G1316*(1-VLOOKUP(F1316,Konditionen!$B:$D,3,0))","v":34.65}]
["Entrauchung","BUFP","BUFP10060","Bogen gepresst   BUFP   100.60","Lindab FireProtect Rund",80,50.5,{"$f":"G1317*(1-VLOOKUP(F1317,Konditionen!$B:$D,3,0))","v":50.5}]
["Entrauchung","BUFP","BUFP10090","Bogen gepresst   BUFP   100.90","Lindab FireProtect Rund",80,39.5,{"$f":"G1318*(1-VLOOKUP(F1318,Konditionen!$B:$D,3,0))","v":39.5}]
["Entrauchung","BUFP","BUFP11230","Bogen gepresst   BUFP   112.30","Lindab FireProtect Rund",80,37.5,{"$f":"G1319*(1-VLOOKUP(F1319,Konditionen!$B:$D,3,0))","v":37.5}]
["Entrauchung","BUFP","BUFP11245","Bogen gepresst   BUFP   112.45","Lindab FireProtect Rund",80,40.65,{"$f":"G1320*(1-VLOOKUP(F1320,Konditionen!$B:$D,3,0))","v":40.65}]
["Entrauchung","BUFP","BUFP11260","Bogen gepresst   BUFP   112.60","Lindab FireProtect Rund",80,58.15,{"$f":"G1321*(1-VLOOKUP(F1321,Konditionen!$B:$D,3,0))","v":58.15}]
["Entrauchung","BUFP","BUFP11290","Bogen gepresst   BUFP   112.90","Lindab FireProtect Rund",80,48,{"$f":"G1322*(1-VLOOKUP(F1322,Konditionen!$B:$D,3,0))","v":48}]
["Entrauchung","BUFP","BUFP12515","Bogen gepresst   BUFP   125.15","Lindab FireProtect Rund",80,44.1,{"$f":"G1323*(1-VLOOKUP(F1323,Konditionen!$B:$D,3,0))","v":44.1}]
["Entrauchung","BUFP","BUFP12530","Bogen gepresst   BUFP   125.30","Lindab FireProtect Rund",80,37.5,{"$f":"G1324*(1-VLOOKUP(F1324,Konditionen!$B:$D,3,0))","v":37.5}]
["Entrauchung","BUFP","BUFP12545","Bogen gepresst   BUFP   125.45","Lindab FireProtect Rund",80,40.65,{"$f":"G1325*(1-VLOOKUP(F1325,Konditionen!$B:$D,3,0))","v":40.65}]
["Entrauchung","BUFP","BUFP12560","Bogen gepresst   BUFP   125.60","Lindab FireProtect Rund",80,58.15,{"$f":"G1326*(1-VLOOKUP(F1326,Konditionen!$B:$D,3,0))","v":58.15}]
["Entrauchung","BUFP","BUFP12590","Bogen gepresst   BUFP   125.90","Lindab FireProtect Rund",80,48,{"$f":"G1327*(1-VLOOKUP(F1327,Konditionen!$B:$D,3,0))","v":48}]
["Entrauchung","BUFP","BUFP14015","Bogen gepresst   BUFP   140.15","Lindab FireProtect Rund",80,50.1,{"$f":"G1328*(1-VLOOKUP(F1328,Konditionen!$B:$D,3,0))","v":50.1}]
["Entrauchung","BUFP","BUFP14030","Bogen gepresst   BUFP   140.30","Lindab FireProtect Rund",80,50.1,{"$f":"G1329*(1-VLOOKUP(F1329,Konditionen!$B:$D,3,0))","v":50.1}]
["Entrauchung","BUFP","BUFP14045","Bogen gepresst   BUFP   140.45","Lindab FireProtect Rund",80,52.6,{"$f":"G1330*(1-VLOOKUP(F1330,Konditionen!$B:$D,3,0))","v":52.6}]
["Entrauchung","BUFP","BUFP14060","Bogen gepresst   BUFP   140.60","Lindab FireProtect Rund",80,86.3,{"$f":"G1331*(1-VLOOKUP(F1331,Konditionen!$B:$D,3,0))","v":86.3}]
["Entrauchung","BUFP","BUFP14090","Bogen gepresst   BUFP   140.90","Lindab FireProtect Rund",80,67.650000000000006,{"$f":"G1332*(1-VLOOKUP(F1332,Konditionen!$B:$D,3,0))","v":67.650000000000006}]
["Entrauchung","BUFP","BUFP15015","Bogen gepresst   BUFP   150.15","Lindab FireProtect Rund",80,50.1,{"$f":"G1333*(1-VLOOKUP(F1333,Konditionen!$B:$D,3,0))","v":50.1}]
["Entrauchung","BUFP","BUFP15030","Bogen gepresst   BUFP   150.30","Lindab FireProtect Rund",80,50.1,{"$f":"G1334*(1-VLOOKUP(F1334,Konditionen!$B:$D,3,0))","v":50.1}]
["Entrauchung","BUFP","BUFP15045","Bogen gepresst   BUFP   150.45","Lindab FireProtect Rund",80,52.6,{"$f":"G1335*(1-VLOOKUP(F1335,Konditionen!$B:$D,3,0))","v":52.6}]
["Entrauchung","BUFP","BUFP15060","Bogen gepresst   BUFP   150.60","Lindab FireProtect Rund",80,86.3,{"$f":"G1336*(1-VLOOKUP(F1336,Konditionen!$B:$D,3,0))","v":86.3}]
["Entrauchung","BUFP","BUFP15090","Bogen gepresst   BUFP   150.90","Lindab FireProtect Rund",80,67.650000000000006,{"$f":"G1337*(1-VLOOKUP(F1337,Konditionen!$B:$D,3,0))","v":67.650000000000006}]
["Entrauchung","BUFP","BUFP16015","Bogen gepresst   BUFP   160.15","Lindab FireProtect Rund",80,50.1,{"$f":"G1338*(1-VLOOKUP(F1338,Konditionen!$B:$D,3,0))","v":50.1}]
["Entrauchung","BUFP","BUFP16030","Bogen gepresst   BUFP   160.30","Lindab FireProtect Rund",80,50.1,{"$f":"G1339*(1-VLOOKUP(F1339,Konditionen!$B:$D,3,0))","v":50.1}]
["Entrauchung","BUFP","BUFP16045","Bogen gepresst   BUFP   160.45","Lindab FireProtect Rund",80,52.6,{"$f":"G1340*(1-VLOOKUP(F1340,Konditionen!$B:$D,3,0))","v":52.6}]
["Entrauchung","BUFP","BUFP16060","Bogen gepresst   BUFP   160.60","Lindab FireProtect Rund",80,86.3,{"$f":"G1341*(1-VLOOKUP(F1341,Konditionen!$B:$D,3,0))","v":86.3}]
["Entrauchung","BUFP","BUFP16090","Bogen gepresst   BUFP   160.90","Lindab FireProtect Rund",80,67.650000000000006,{"$f":"G1342*(1-VLOOKUP(F1342,Konditionen!$B:$D,3,0))","v":67.650000000000006}]
["Entrauchung","BUFP","BUFP18015","Bogen gepresst   BUFP   180.15","Lindab FireProtect Rund",80,76.05,{"$f":"G1343*(1-VLOOKUP(F1343,Konditionen!$B:$D,3,0))","v":76.05}]
["Entrauchung","BUFP","BUFP18030","Bogen gepresst   BUFP   180.30","Lindab FireProtect Rund",80,70.599999999999994,{"$f":"G1344*(1-VLOOKUP(F1344,Konditionen!$B:$D,3,0))","v":70.599999999999994}]
["Entrauchung","BUFP","BUFP18045","Bogen gepresst   BUFP   180.45","Lindab FireProtect Rund",80,70.599999999999994,{"$f":"G1345*(1-VLOOKUP(F1345,Konditionen!$B:$D,3,0))","v":70.599999999999994}]
["Entrauchung","BUFP","BUFP18060","Bogen gepresst   BUFP   180.60","Lindab FireProtect Rund",80,108.75,{"$f":"G1346*(1-VLOOKUP(F1346,Konditionen!$B:$D,3,0))","v":108.75}]
["Entrauchung","BUFP","BUFP18090","Bogen gepresst   BUFP   180.90","Lindab FireProtect Rund",80,100.65,{"$f":"G1347*(1-VLOOKUP(F1347,Konditionen!$B:$D,3,0))","v":100.65}]
["Entrauchung","BUFP","BUFP20015","Bogen gepresst   BUFP   200.15","Lindab FireProtect Rund",80,76.05,{"$f":"G1348*(1-VLOOKUP(F1348,Konditionen!$B:$D,3,0))","v":76.05}]
["Entrauchung","BUFP","BUFP20030","Bogen gepresst   BUFP   200.30","Lindab FireProtect Rund",80,70.599999999999994,{"$f":"G1349*(1-VLOOKUP(F1349,Konditionen!$B:$D,3,0))","v":70.599999999999994}]
["Entrauchung","BUFP","BUFP20045","Bogen gepresst   BUFP   200.45","Lindab FireProtect Rund",80,70.599999999999994,{"$f":"G1350*(1-VLOOKUP(F1350,Konditionen!$B:$D,3,0))","v":70.599999999999994}]
["Entrauchung","BUFP","BUFP20060","Bogen gepresst   BUFP   200.60","Lindab FireProtect Rund",80,108.75,{"$f":"G1351*(1-VLOOKUP(F1351,Konditionen!$B:$D,3,0))","v":108.75}]
["Entrauchung","BUFP","BUFP20090","Bogen gepresst   BUFP   200.90","Lindab FireProtect Rund",80,100.65,{"$f":"G1352*(1-VLOOKUP(F1352,Konditionen!$B:$D,3,0))","v":100.65}]
["Entrauchung","BUFP","BUFP22415","Bogen gepresst   BUFP   224.15","Lindab FireProtect Rund",80,94.6,{"$f":"G1353*(1-VLOOKUP(F1353,Konditionen!$B:$D,3,0))","v":94.6}]
["Entrauchung","BUFP","BUFP22430","Bogen gepresst   BUFP   224.30","Lindab FireProtect Rund",80,99.5,{"$f":"G1354*(1-VLOOKUP(F1354,Konditionen!$B:$D,3,0))","v":99.5}]
["Entrauchung","BUFP","BUFP22445","Bogen gepresst   BUFP   224.45","Lindab FireProtect Rund",80,99.5,{"$f":"G1355*(1-VLOOKUP(F1355,Konditionen!$B:$D,3,0))","v":99.5}]
["Entrauchung","BUFP","BUFP22460","Bogen gepresst   BUFP   224.60","Lindab FireProtect Rund",80,158.80000000000001,{"$f":"G1356*(1-VLOOKUP(F1356,Konditionen!$B:$D,3,0))","v":158.80000000000001}]
["Entrauchung","BUFP","BUFP22490","Bogen gepresst   BUFP   224.90","Lindab FireProtect Rund",80,145.80000000000001,{"$f":"G1357*(1-VLOOKUP(F1357,Konditionen!$B:$D,3,0))","v":145.80000000000001}]
["Entrauchung","BUFP","BUFP25030","Bogen gepresst   BUFP   250.30","Lindab FireProtect Rund",80,99.5,{"$f":"G1358*(1-VLOOKUP(F1358,Konditionen!$B:$D,3,0))","v":99.5}]
["Entrauchung","BUFP","BUFP25045","Bogen gepresst   BUFP   250.45","Lindab FireProtect Rund",80,99.5,{"$f":"G1359*(1-VLOOKUP(F1359,Konditionen!$B:$D,3,0))","v":99.5}]
["Entrauchung","BUFP","BUFP25060","Bogen gepresst   BUFP   250.60","Lindab FireProtect Rund",80,158.80000000000001,{"$f":"G1360*(1-VLOOKUP(F1360,Konditionen!$B:$D,3,0))","v":158.80000000000001}]
["Entrauchung","BUFP","BUFP25090","Bogen gepresst   BUFP   250.90","Lindab FireProtect Rund",80,145.80000000000001,{"$f":"G1361*(1-VLOOKUP(F1361,Konditionen!$B:$D,3,0))","v":145.80000000000001}]
["Lindab Isol","BUI","BUI2510030","Bogen isoliert   BUI 25   100.30","25mm Isolierung",65,109.35,{"$f":"G1362*(1-VLOOKUP(F1362,Konditionen!$B:$D,3,0))","v":109.35}]
["Lindab Isol","BUI","BUI2510045","Bogen isoliert   BUI 25   100.45","25mm Isolierung",65,109.35,{"$f":"G1363*(1-VLOOKUP(F1363,Konditionen!$B:$D,3,0))","v":109.35}]
["Lindab Isol","BUI","BUI2510090","Bogen isoliert   BUI 25   100.90","25mm Isolierung",65,124.55,{"$f":"G1364*(1-VLOOKUP(F1364,Konditionen!$B:$D,3,0))","v":124.55}]
["Lindab Isol","BUI","BUI2512530","Bogen isoliert   BUI 25   125.30","25mm Isolierung",65,126.2,{"$f":"G1365*(1-VLOOKUP(F1365,Konditionen!$B:$D,3,0))","v":126.2}]
["Lindab Isol","BUI","BUI2512545","Bogen isoliert   BUI 25   125.45","25mm Isolierung",65,126.2,{"$f":"G1366*(1-VLOOKUP(F1366,Konditionen!$B:$D,3,0))","v":126.2}]
["Lindab Isol","BUI","BUI2512590","Bogen isoliert   BUI 25   125.90","25mm Isolierung",65,155.44999999999999,{"$f":"G1367*(1-VLOOKUP(F1367,Konditionen!$B:$D,3,0))","v":155.44999999999999}]
["Lindab Isol","BUI","BUI2515030","Bogen isoliert   BUI 25   150.30","25mm Isolierung",65,163,{"$f":"G1368*(1-VLOOKUP(F1368,Konditionen!$B:$D,3,0))","v":163}]
["Lindab Isol","BUI","BUI2515045","Bogen isoliert   BUI 25   150.45","25mm Isolierung",65,163,{"$f":"G1369*(1-VLOOKUP(F1369,Konditionen!$B:$D,3,0))","v":163}]
["Lindab Isol","BUI","BUI2515090","Bogen isoliert   BUI 25   150.90","25mm Isolierung",65,183.95,{"$f":"G1370*(1-VLOOKUP(F1370,Konditionen!$B:$D,3,0))","v":183.95}]
["Lindab Isol","BUI","BUI2520030","Bogen isoliert   BUI 25   200.30","25mm Isolierung",65,225.55,{"$f":"G1371*(1-VLOOKUP(F1371,Konditionen!$B:$D,3,0))","v":225.55}]
["Lindab Isol","BUI","BUI2520045","Bogen isoliert   BUI 25   200.45","25mm Isolierung",65,225.55,{"$f":"G1372*(1-VLOOKUP(F1372,Konditionen!$B:$D,3,0))","v":225.55}]
["Lindab Isol","BUI","BUI2520090","Bogen isoliert   BUI 25   200.90","25mm Isolierung",65,261.55,{"$f":"G1373*(1-VLOOKUP(F1373,Konditionen!$B:$D,3,0))","v":261.55}]
["Lindab Isol","BUI","BUI2525030","Bogen isoliert   BFUI 25   250.30","25mm Isolierung",65,260.95,{"$f":"G1374*(1-VLOOKUP(F1374,Konditionen!$B:$D,3,0))","v":260.95}]
["Lindab Isol","BUI","BUI2525045","Bogen isoliert   BFUI 25   250.45","25mm Isolierung",65,260.95,{"$f":"G1375*(1-VLOOKUP(F1375,Konditionen!$B:$D,3,0))","v":260.95}]
["Lindab Isol","BUI","BUI2525090","Bogen isoliert   BFUI 25   250.90","25mm Isolierung",65,337.8,{"$f":"G1376*(1-VLOOKUP(F1376,Konditionen!$B:$D,3,0))","v":337.8}]
["Lindab Isol","BUI","BUI2530030","Bogen isoliert   BFUI 25   300.30","25mm Isolierung",65,288.5,{"$f":"G1377*(1-VLOOKUP(F1377,Konditionen!$B:$D,3,0))","v":288.5}]
["Lindab Isol","BUI","BUI2530045","Bogen isoliert   BFUI 25   300.45","25mm Isolierung",65,288.5,{"$f":"G1378*(1-VLOOKUP(F1378,Konditionen!$B:$D,3,0))","v":288.5}]
["Lindab Isol","BUI","BUI2530090","Bogen isoliert   BFUI 25   300.90","25mm Isolierung",65,372.3,{"$f":"G1379*(1-VLOOKUP(F1379,Konditionen!$B:$D,3,0))","v":372.3}]
["Lindab Isol","BUI","BUI2535530","Bogen isoliert   BFUI 25   355.30","25mm Isolierung",65,322.2,{"$f":"G1380*(1-VLOOKUP(F1380,Konditionen!$B:$D,3,0))","v":322.2}]
["Lindab Isol","BUI","BUI2535545","Bogen isoliert   BFUI 25   355.45","25mm Isolierung",65,322.2,{"$f":"G1381*(1-VLOOKUP(F1381,Konditionen!$B:$D,3,0))","v":322.2}]
["Lindab Isol","BUI","BUI2535590","Bogen isoliert   BFUI 25   355.90","25mm Isolierung",65,428.75,{"$f":"G1382*(1-VLOOKUP(F1382,Konditionen!$B:$D,3,0))","v":428.75}]
["Lindab Isol","BUI","BUI2540030","Bogen isoliert   BFUI 25   400.30","25mm Isolierung",65,364.55,{"$f":"G1383*(1-VLOOKUP(F1383,Konditionen!$B:$D,3,0))","v":364.55}]
["Lindab Isol","BUI","BUI2540045","Bogen isoliert   BFUI 25   400.45","25mm Isolierung",65,364.55,{"$f":"G1384*(1-VLOOKUP(F1384,Konditionen!$B:$D,3,0))","v":364.55}]
["Lindab Isol","BUI","BUI2540090","Bogen isoliert   BFUI 25   400.90","25mm Isolierung",65,488.55,{"$f":"G1385*(1-VLOOKUP(F1385,Konditionen!$B:$D,3,0))","v":488.55}]
["Lindab Isol","BUI","BUI2545030","Bogen isoliert   BFUI 25   450.30","25mm Isolierung",65,450.85,{"$f":"G1386*(1-VLOOKUP(F1386,Konditionen!$B:$D,3,0))","v":450.85}]
["Lindab Isol","BUI","BUI2545045","Bogen isoliert   BFUI 25   450.45","25mm Isolierung",65,450.85,{"$f":"G1387*(1-VLOOKUP(F1387,Konditionen!$B:$D,3,0))","v":450.85}]
["Lindab Isol","BUI","BUI2545090","Bogen isoliert   BFUI 25   450.90","25mm Isolierung",65,602.35,{"$f":"G1388*(1-VLOOKUP(F1388,Konditionen!$B:$D,3,0))","v":602.35}]
["Lindab Isol","BUI","BUI2550030","Bogen isoliert   BFUI 25   500.30","25mm Isolierung",65,520.95000000000005,{"$f":"G1389*(1-VLOOKUP(F1389,Konditionen!$B:$D,3,0))","v":520.95000000000005}]
["Lindab Isol","BUI","BUI2550045","Bogen isoliert   BFUI 25   500.45","25mm Isolierung",65,520.95000000000005,{"$f":"G1390*(1-VLOOKUP(F1390,Konditionen!$B:$D,3,0))","v":520.95000000000005}]
["Lindab Isol","BUI","BUI2550090","Bogen isoliert   BFUI 25   500.90","25mm Isolierung",65,703,{"$f":"G1391*(1-VLOOKUP(F1391,Konditionen!$B:$D,3,0))","v":703}]
["Lindab Isol","BUI","BUI5010030","Bogen isoliert   BUI 50   100.30","50mm Isolierung",65,138.5,{"$f":"G1392*(1-VLOOKUP(F1392,Konditionen!$B:$D,3,0))","v":138.5}]
["Lindab Isol","BUI","BUI5010045","Bogen isoliert   BUI 50   100.45","50mm Isolierung",65,138.5,{"$f":"G1393*(1-VLOOKUP(F1393,Konditionen!$B:$D,3,0))","v":138.5}]
["Lindab Isol","BUI","BUI5010090","Bogen isoliert   BUI 50   100.90","50mm Isolierung",65,159.1,{"$f":"G1394*(1-VLOOKUP(F1394,Konditionen!$B:$D,3,0))","v":159.1}]
["Lindab Isol","BUI","BUI5012530","Bogen isoliert   BUI 50   125.30","50mm Isolierung",65,160.25,{"$f":"G1395*(1-VLOOKUP(F1395,Konditionen!$B:$D,3,0))","v":160.25}]
["Lindab Isol","BUI","BUI5012545","Bogen isoliert   BUI 50   125.45","50mm Isolierung",65,160.25,{"$f":"G1396*(1-VLOOKUP(F1396,Konditionen!$B:$D,3,0))","v":160.25}]
["Lindab Isol","BUI","BUI5012590","Bogen isoliert   BUI 50   125.90","50mm Isolierung",65,198.5,{"$f":"G1397*(1-VLOOKUP(F1397,Konditionen!$B:$D,3,0))","v":198.5}]
["Lindab Isol","BUI","BUI5015030","Bogen isoliert   BUI 50   150.30","50mm Isolierung",65,204.7,{"$f":"G1398*(1-VLOOKUP(F1398,Konditionen!$B:$D,3,0))","v":204.7}]
["Lindab Isol","BUI","BUI5015045","Bogen isoliert   BUI 50   150.45","50mm Isolierung",65,204.7,{"$f":"G1399*(1-VLOOKUP(F1399,Konditionen!$B:$D,3,0))","v":204.7}]
["Lindab Isol","BUI","BUI5015090","Bogen isoliert   BUI 50   150.90","50mm Isolierung",65,232.35,{"$f":"G1400*(1-VLOOKUP(F1400,Konditionen!$B:$D,3,0))","v":232.35}]
["Lindab Isol","BUI","BUI5020030","Bogen isoliert   BFUI 50   200.30","50mm Isolierung",65,279.89999999999998,{"$f":"G1401*(1-VLOOKUP(F1401,Konditionen!$B:$D,3,0))","v":279.89999999999998}]
["Lindab Isol","BUI","BUI5020045","Bogen isoliert   BFUI 50   200.45","50mm Isolierung",65,279.89999999999998,{"$f":"G1402*(1-VLOOKUP(F1402,Konditionen!$B:$D,3,0))","v":279.89999999999998}]
["Lindab Isol","BUI","BUI5020090","Bogen isoliert   BFUI 50   200.90","50mm Isolierung",65,364,{"$f":"G1403*(1-VLOOKUP(F1403,Konditionen!$B:$D,3,0))","v":364}]
["Lindab Isol","BUI","BUI5025030","Bogen isoliert   BFUI 50   250.30","50mm Isolierung",65,320.85000000000002,{"$f":"G1404*(1-VLOOKUP(F1404,Konditionen!$B:$D,3,0))","v":320.85000000000002}]
["Lindab Isol","BUI","BUI5025045","Bogen isoliert   BFUI 50   250.45","50mm Isolierung",65,320.85000000000002,{"$f":"G1405*(1-VLOOKUP(F1405,Konditionen!$B:$D,3,0))","v":320.85000000000002}]
["Lindab Isol","BUI","BUI5025090","Bogen isoliert   BFUI 50   250.90","50mm Isolierung",65,420.7,{"$f":"G1406*(1-VLOOKUP(F1406,Konditionen!$B:$D,3,0))","v":420.7}]
["Lindab Isol","BUI","BUI5030030","Bogen isoliert   BFUI 50   300.30","50mm Isolierung",65,327.55,{"$f":"G1407*(1-VLOOKUP(F1407,Konditionen!$B:$D,3,0))","v":327.55}]
["Lindab Isol","BUI","BUI5030045","Bogen isoliert   BFUI 50   300.45","50mm Isolierung",65,327.55,{"$f":"G1408*(1-VLOOKUP(F1408,Konditionen!$B:$D,3,0))","v":327.55}]
["Lindab Isol","BUI","BUI5030090","Bogen isoliert   BFUI 50   300.90","50mm Isolierung",65,426.35,{"$f":"G1409*(1-VLOOKUP(F1409,Konditionen!$B:$D,3,0))","v":426.35}]
["Lindab Isol","BUI","BUI5035530","Bogen isoliert   BFUI 50   355.30","50mm Isolierung",65,386.2,{"$f":"G1410*(1-VLOOKUP(F1410,Konditionen!$B:$D,3,0))","v":386.2}]
["Lindab Isol","BUI","BUI5035545","Bogen isoliert   BFUI 50   355.45","50mm Isolierung",65,386.2,{"$f":"G1411*(1-VLOOKUP(F1411,Konditionen!$B:$D,3,0))","v":386.2}]
["Lindab Isol","BUI","BUI5035590","Bogen isoliert   BFUI 50   355.90","50mm Isolierung",65,515.70000000000005,{"$f":"G1412*(1-VLOOKUP(F1412,Konditionen!$B:$D,3,0))","v":515.70000000000005}]
["Lindab Isol","BUI","BUI5040030","Bogen isoliert   BFUI 50   400.30","50mm Isolierung",65,436.3,{"$f":"G1413*(1-VLOOKUP(F1413,Konditionen!$B:$D,3,0))","v":436.3}]
["Lindab Isol","BUI","BUI5040045","Bogen isoliert   BFUI 50   400.45","50mm Isolierung",65,436.3,{"$f":"G1414*(1-VLOOKUP(F1414,Konditionen!$B:$D,3,0))","v":436.3}]
["Lindab Isol","BUI","BUI5040090","Bogen isoliert   BFUI 50   400.90","50mm Isolierung",65,584.1,{"$f":"G1415*(1-VLOOKUP(F1415,Konditionen!$B:$D,3,0))","v":584.1}]
["Lindab Isol","BUI","BUI5045030","Bogen isoliert   BFUI 50   450.30","50mm Isolierung",65,541.54999999999995,{"$f":"G1416*(1-VLOOKUP(F1416,Konditionen!$B:$D,3,0))","v":541.54999999999995}]
["Lindab Isol","BUI","BUI5045045","Bogen isoliert   BFUI 50   450.45","50mm Isolierung",65,541.54999999999995,{"$f":"G1417*(1-VLOOKUP(F1417,Konditionen!$B:$D,3,0))","v":541.54999999999995}]
["Lindab Isol","BUI","BUI5045090","Bogen isoliert   BFUI 50   450.90","50mm Isolierung",65,721.65,{"$f":"G1418*(1-VLOOKUP(F1418,Konditionen!$B:$D,3,0))","v":721.65}]
["Lindab Isol","BUI","BUI5050030","Bogen isoliert   BFUI 50   500.30","50mm Isolierung",65,624.65,{"$f":"G1419*(1-VLOOKUP(F1419,Konditionen!$B:$D,3,0))","v":624.65}]
["Lindab Isol","BUI","BUI5050045","Bogen isoliert   BFUI 50   500.45","50mm Isolierung",65,624.65,{"$f":"G1420*(1-VLOOKUP(F1420,Konditionen!$B:$D,3,0))","v":624.65}]
["Lindab Isol","BUI","BUI5050090","Bogen isoliert   BFUI 50   500.90","50mm Isolierung",65,844,{"$f":"G1421*(1-VLOOKUP(F1421,Konditionen!$B:$D,3,0))","v":844}]
["Rohre und Formteile","BU","BU10015","Bogen gepreßt    BU        100.15","",30,27.45,{"$f":"G1422*(1-VLOOKUP(F1422,Konditionen!$B:$D,3,0))","v":27.45}]
["Rohre und Formteile","BU","BU10030","Bogen gepreßt    BU        100.30","",30,21.7,{"$f":"G1423*(1-VLOOKUP(F1423,Konditionen!$B:$D,3,0))","v":21.7}]
["Rohre und Formteile","BU","BU10045","Bogen gepreßt    BU        100.45","",30,23.7,{"$f":"G1424*(1-VLOOKUP(F1424,Konditionen!$B:$D,3,0))","v":23.7}]
["Rohre und Formteile","BU","BU10060","Bogen gepreßt    BU        100.60","",30,34.35,{"$f":"G1425*(1-VLOOKUP(F1425,Konditionen!$B:$D,3,0))","v":34.35}]
["Rohre und Formteile","BU","BU10090","Bogen gepreßt    BU        100.90","",30,26.4,{"$f":"G1426*(1-VLOOKUP(F1426,Konditionen!$B:$D,3,0))","v":26.4}]
["Rohre und Formteile","BU","BU10090GJUT","Bogen           BU 100.90-GJUT","einseitig m. Muffe und vorgelochtem",30,128.30000000000001,{"$f":"G1427*(1-VLOOKUP(F1427,Konditionen!$B:$D,3,0))","v":128.30000000000001}]
["Rohre und Formteile","BU","BU11230","Bogen gepreßt    BU        112.30","",30,25.25,{"$f":"G1428*(1-VLOOKUP(F1428,Konditionen!$B:$D,3,0))","v":25.25}]
["Rohre und Formteile","BU","BU11245","Bogen gepreßt    BU        112.45","",30,27.55,{"$f":"G1429*(1-VLOOKUP(F1429,Konditionen!$B:$D,3,0))","v":27.55}]
["Rohre und Formteile","BU","BU11260","Bogen gepreßt    BU        112.60","",30,39.4,{"$f":"G1430*(1-VLOOKUP(F1430,Konditionen!$B:$D,3,0))","v":39.4}]
["Rohre und Formteile","BU","BU11290","Bogen gepreßt    BU        112.90","",30,32.700000000000003,{"$f":"G1431*(1-VLOOKUP(F1431,Konditionen!$B:$D,3,0))","v":32.700000000000003}]
["Rohre und Formteile","BU","BU12515","Bogen gepreßt    BU        125.15","",30,29.95,{"$f":"G1432*(1-VLOOKUP(F1432,Konditionen!$B:$D,3,0))","v":29.95}]
["Rohre und Formteile","BU","BU12530","Bogen gepreßt    BU        125.30","",30,25.25,{"$f":"G1433*(1-VLOOKUP(F1433,Konditionen!$B:$D,3,0))","v":25.25}]
["Rohre und Formteile","BU","BU12545","Bogen gepreßt    BU        125.45","",30,27.55,{"$f":"G1434*(1-VLOOKUP(F1434,Konditionen!$B:$D,3,0))","v":27.55}]
["Rohre und Formteile","BU","BU12560","Bogen gepreßt    BU        125.60","",30,39.4,{"$f":"G1435*(1-VLOOKUP(F1435,Konditionen!$B:$D,3,0))","v":39.4}]
["Rohre und Formteile","BU","BU12590","Bogen gepreßt    BU        125.90","",30,32.700000000000003,{"$f":"G1436*(1-VLOOKUP(F1436,Konditionen!$B:$D,3,0))","v":32.700000000000003}]
["Rohre und Formteile","BU","BU12590GJUT","Bogen           BU 125.90-GJUT","einseitig m. Muffe und vorgelochtem",30,140.35,{"$f":"G1437*(1-VLOOKUP(F1437,Konditionen!$B:$D,3,0))","v":140.35}]
["Rohre und Formteile","BU","BU14015","Bogen gepreßt    BU        140.15","",30,33.950000000000003,{"$f":"G1438*(1-VLOOKUP(F1438,Konditionen!$B:$D,3,0))","v":33.950000000000003}]
["Rohre und Formteile","BU","BU14030","Bogen gepreßt    BU        140.30","",30,33.950000000000003,{"$f":"G1439*(1-VLOOKUP(F1439,Konditionen!$B:$D,3,0))","v":33.950000000000003}]
["Rohre und Formteile","BU","BU14045","Bogen gepreßt    BU        140.45","",30,35.6,{"$f":"G1440*(1-VLOOKUP(F1440,Konditionen!$B:$D,3,0))","v":35.6}]
["Rohre und Formteile","BU","BU14060","Bogen gepreßt    BU        140.60","",30,58.75,{"$f":"G1441*(1-VLOOKUP(F1441,Konditionen!$B:$D,3,0))","v":58.75}]
["Rohre und Formteile","BU","BU14090","Bogen gepreßt    BU        140.90","",30,46,{"$f":"G1442*(1-VLOOKUP(F1442,Konditionen!$B:$D,3,0))","v":46}]
["Rohre und Formteile","BU","BU15015","Bogen gepreßt    BU        150.15","",30,33.950000000000003,{"$f":"G1443*(1-VLOOKUP(F1443,Konditionen!$B:$D,3,0))","v":33.950000000000003}]
["Rohre und Formteile","BU","BU15030","Bogen gepreßt    BU        150.30","",30,33.950000000000003,{"$f":"G1444*(1-VLOOKUP(F1444,Konditionen!$B:$D,3,0))","v":33.950000000000003}]
["Rohre und Formteile","BU","BU15045","Bogen gepreßt    BU        150.45","",30,35.6,{"$f":"G1445*(1-VLOOKUP(F1445,Konditionen!$B:$D,3,0))","v":35.6}]
["Rohre und Formteile","BU","BU15060","Bogen gepreßt    BU        150.60","",30,58.75,{"$f":"G1446*(1-VLOOKUP(F1446,Konditionen!$B:$D,3,0))","v":58.75}]
["Rohre und Formteile","BU","BU15090","Bogen gepreßt    BU        150.90","",30,46,{"$f":"G1447*(1-VLOOKUP(F1447,Konditionen!$B:$D,3,0))","v":46}]
["Rohre und Formteile","BU","BU16015","Bogen gepreßt    BU        160.15","",30,33.950000000000003,{"$f":"G1448*(1-VLOOKUP(F1448,Konditionen!$B:$D,3,0))","v":33.950000000000003}]
["Rohre und Formteile","BU","BU16030","Bogen gepreßt    BU        160.30","",30,33.950000000000003,{"$f":"G1449*(1-VLOOKUP(F1449,Konditionen!$B:$D,3,0))","v":33.950000000000003}]
["Rohre und Formteile","BU","BU16045","Bogen gepreßt    BU        160.45","",30,35.6,{"$f":"G1450*(1-VLOOKUP(F1450,Konditionen!$B:$D,3,0))","v":35.6}]
["Rohre und Formteile","BU","BU16060","Bogen gepreßt    BU        160.60","",30,58.75,{"$f":"G1451*(1-VLOOKUP(F1451,Konditionen!$B:$D,3,0))","v":58.75}]
["Rohre und Formteile","BU","BU16090","Bogen gepreßt    BU        160.90","",30,46,{"$f":"G1452*(1-VLOOKUP(F1452,Konditionen!$B:$D,3,0))","v":46}]
["Rohre und Formteile","BU","BU16090GJUT","Bogen           BU 160.90-GJUT","einseitig m. Muffe und vorgelochtem",30,166.95,{"$f":"G1453*(1-VLOOKUP(F1453,Konditionen!$B:$D,3,0))","v":166.95}]
["Rohre und Formteile","BU","BU18015","Bogen gepreßt    BU        180.15","",30,53.75,{"$f":"G1454*(1-VLOOKUP(F1454,Konditionen!$B:$D,3,0))","v":53.75}]
["Rohre und Formteile","BU","BU18030","Bogen gepreßt    BU        180.30","",30,53.75,{"$f":"G1455*(1-VLOOKUP(F1455,Konditionen!$B:$D,3,0))","v":53.75}]
["Rohre und Formteile","BU","BU18045","Bogen gepreßt    BU        180.45","",30,53.75,{"$f":"G1456*(1-VLOOKUP(F1456,Konditionen!$B:$D,3,0))","v":53.75}]
["Rohre und Formteile","BU","BU18060","Bogen gepreßt    BU        180.60","",30,82.55,{"$f":"G1457*(1-VLOOKUP(F1457,Konditionen!$B:$D,3,0))","v":82.55}]
["Rohre und Formteile","BU","BU18090","Bogen gepreßt    BU        180.90","",30,76.25,{"$f":"G1458*(1-VLOOKUP(F1458,Konditionen!$B:$D,3,0))","v":76.25}]
["Rohre und Formteile","BU","BU20015","Bogen gepreßt    BU        200.15","",30,53.75,{"$f":"G1459*(1-VLOOKUP(F1459,Konditionen!$B:$D,3,0))","v":53.75}]
["Rohre und Formteile","BU","BU20030","Bogen gepreßt    BU        200.30","",30,53.75,{"$f":"G1460*(1-VLOOKUP(F1460,Konditionen!$B:$D,3,0))","v":53.75}]
["Rohre und Formteile","BU","BU20045","Bogen gepreßt    BU        200.45","",30,53.75,{"$f":"G1461*(1-VLOOKUP(F1461,Konditionen!$B:$D,3,0))","v":53.75}]
["Rohre und Formteile","BU","BU20060","Bogen gepreßt    BU        200.60","",30,82.55,{"$f":"G1462*(1-VLOOKUP(F1462,Konditionen!$B:$D,3,0))","v":82.55}]
["Rohre und Formteile","BU","BU20090","Bogen gepreßt    BU        200.90","",30,76.25,{"$f":"G1463*(1-VLOOKUP(F1463,Konditionen!$B:$D,3,0))","v":76.25}]
["Rohre und Formteile","BU","BU22415","Bogen gepreßt    BU        224.15","",30,64.3,{"$f":"G1464*(1-VLOOKUP(F1464,Konditionen!$B:$D,3,0))","v":64.3}]
["Rohre und Formteile","BU","BU6315","Bogen gepreßt    BU         63.15","",30,34.049999999999997,{"$f":"G1465*(1-VLOOKUP(F1465,Konditionen!$B:$D,3,0))","v":34.049999999999997}]
["Rohre und Formteile","BU","BU6330","Bogen gepreßt    BU         63.30","",30,24.2,{"$f":"G1466*(1-VLOOKUP(F1466,Konditionen!$B:$D,3,0))","v":24.2}]
["Rohre und Formteile","BU","BU6345","Bogen gepreßt    BU         63.45","",30,26.4,{"$f":"G1467*(1-VLOOKUP(F1467,Konditionen!$B:$D,3,0))","v":26.4}]
["Rohre und Formteile","BU","BU6360","Bogen gepreßt    BU         63.60","",30,38.35,{"$f":"G1468*(1-VLOOKUP(F1468,Konditionen!$B:$D,3,0))","v":38.35}]
["Rohre und Formteile","BU","BU6390","Bogen gepreßt    BU         63.90","",30,27.45,{"$f":"G1469*(1-VLOOKUP(F1469,Konditionen!$B:$D,3,0))","v":27.45}]
["Rohre und Formteile","BU","BU8015","Bogen gepreßt    BU         80.15","",30,34.049999999999997,{"$f":"G1470*(1-VLOOKUP(F1470,Konditionen!$B:$D,3,0))","v":34.049999999999997}]
["Rohre und Formteile","BU","BU8030","Bogen gepreßt    BU         80.30","",30,24.2,{"$f":"G1471*(1-VLOOKUP(F1471,Konditionen!$B:$D,3,0))","v":24.2}]
["Rohre und Formteile","BU","BU8045","Bogen gepreßt    BU         80.45","",30,26.4,{"$f":"G1472*(1-VLOOKUP(F1472,Konditionen!$B:$D,3,0))","v":26.4}]
["Rohre und Formteile","BU","BU8060","Bogen gepreßt    BU         80.60","",30,38.35,{"$f":"G1473*(1-VLOOKUP(F1473,Konditionen!$B:$D,3,0))","v":38.35}]
["Rohre und Formteile","BU","BU8090","Bogen gepreßt    BU         80.90","",30,27.45,{"$f":"G1474*(1-VLOOKUP(F1474,Konditionen!$B:$D,3,0))","v":27.45}]
["Rohre und Formteile","BU","BU8090GJUT","Bogen           BU  80.90-GJUT","einseitig m. Muffe und vorgelochtem",30,110,{"$f":"G1475*(1-VLOOKUP(F1475,Konditionen!$B:$D,3,0))","v":110}]
["Luftdurchlässe","CAZ","CAZ100","Drosseleinheit              CAZ-100","Zubehör für CRL",70,47.05,{"$f":"G1476*(1-VLOOKUP(F1476,Konditionen!$B:$D,3,0))","v":47.05}]
["Luftdurchlässe","CAZ","CAZ125","Drosseleinheit              CAZ-125","Zubehör für CRL",70,47.35,{"$f":"G1477*(1-VLOOKUP(F1477,Konditionen!$B:$D,3,0))","v":47.35}]
["Luftdurchlässe","CAZ","CAZ160","Drosseleinheit              CAZ-160","Zubehör für CRL",70,48,{"$f":"G1478*(1-VLOOKUP(F1478,Konditionen!$B:$D,3,0))","v":48}]
["Luftdurchlässe","CAZ","CAZ200","Drosseleinheit              CAZ-200","Zubehör für CRL",70,49.25,{"$f":"G1479*(1-VLOOKUP(F1479,Konditionen!$B:$D,3,0))","v":49.25}]
["Luftdurchlässe","CAZ","CAZ250","Drosseleinheit              CAZ-250","Zubehör für CRL",70,52.9,{"$f":"G1480*(1-VLOOKUP(F1480,Konditionen!$B:$D,3,0))","v":52.9}]
["Luftdurchlässe","CAZ","CAZ315","Drosseleinheit              CAZ-315","Zubehör für CRL",70,54.45,{"$f":"G1481*(1-VLOOKUP(F1481,Konditionen!$B:$D,3,0))","v":54.45}]
["Luftdurchlässe","CBAL","CBAL1200","Niedrigimpulsauslass      CBAL-1200","halbrunde Ausführung  Deckenmontage",70,1659,{"$f":"G1482*(1-VLOOKUP(F1482,Konditionen!$B:$D,3,0))","v":1659}]
["Luftdurchlässe","CBAL","CBAL1200-OHNEKAS","Niedrigimpulsauslass      CBAL-1200","halbrunde Ausführung, Ohne Kasten",70,1468,{"$f":"G1483*(1-VLOOKUP(F1483,Konditionen!$B:$D,3,0))","v":1468}]
["Luftdurchlässe","CBAL","CBAL1800","Niedrigimpulsauslass      CBAL-1800","halbrunde Ausführung  Deckenmontage",70,2515,{"$f":"G1484*(1-VLOOKUP(F1484,Konditionen!$B:$D,3,0))","v":2515}]
["Luftdurchlässe","CBAL","CBAL1800-OHNEKAS","Niedrigimpulsauslass      CBAL-1800","halbrunde Ausführung, Ohne Kasten",70,2143,{"$f":"G1485*(1-VLOOKUP(F1485,Konditionen!$B:$D,3,0))","v":2143}]
["Luftdurchlässe","CBAV","CBAV1200","Niedrigimpulsauslass      CBAV-1200","viertelrund für Deckenmontage",70,1186,{"$f":"G1486*(1-VLOOKUP(F1486,Konditionen!$B:$D,3,0))","v":1186}]
["Luftdurchlässe","CBAV","CBAV1800","Niedrigimpulsauslass      CBAV-1800","viertelrund für Deckenmontage",70,1632,{"$f":"G1487*(1-VLOOKUP(F1487,Konditionen!$B:$D,3,0))","v":1632}]
["Luftdurchlässe","CBAZ0","CBAZ01207","Rohrverkleidung         CBAZ-0-1207","Zubehör für CBA",70,508.05,{"$f":"G1488*(1-VLOOKUP(F1488,Konditionen!$B:$D,3,0))","v":508.05}]
["Luftdurchlässe","CBAZ0","CBAZ01607","Rohrverkleidung         CBAZ-0-1607","Zubehör für CBA",70,514.85,{"$f":"G1489*(1-VLOOKUP(F1489,Konditionen!$B:$D,3,0))","v":514.85}]
["Luftdurchlässe","CBAZ0","CBAZ02010","Rohrverkleidung         CBAZ-0-2010","Zubehör für CBA",70,653.45000000000005,{"$f":"G1490*(1-VLOOKUP(F1490,Konditionen!$B:$D,3,0))","v":653.45000000000005}]
["Luftdurchlässe","CBAZ0","CBAZ02510","Rohrverkleidung         CBAZ-0-2510","Zubehör für CBA",70,688.35,{"$f":"G1491*(1-VLOOKUP(F1491,Konditionen!$B:$D,3,0))","v":688.35}]
["Luftdurchlässe","CBAZ0","CBAZ03115","Rohrverkleidung         CBAZ-0-3115","Zubehör für CBA",70,708.65,{"$f":"G1492*(1-VLOOKUP(F1492,Konditionen!$B:$D,3,0))","v":708.65}]
["Luftdurchlässe","CBAZ2","CBAZ21207","Sockel              CBAZ-2-1207","Höhe 80 mm",70,96.25,{"$f":"G1493*(1-VLOOKUP(F1493,Konditionen!$B:$D,3,0))","v":96.25}]
["Luftdurchlässe","CBAZ2","CBAZ21607","Sockel              CBAZ-2-1607","Höhe 80 mm",70,122.05,{"$f":"G1494*(1-VLOOKUP(F1494,Konditionen!$B:$D,3,0))","v":122.05}]
["Luftdurchlässe","CBAZ2","CBAZ22010","Sockel              CBAZ-2-2010","Höhe 80 mm",70,161.75,{"$f":"G1495*(1-VLOOKUP(F1495,Konditionen!$B:$D,3,0))","v":161.75}]
["Luftdurchlässe","CBAZ2","CBAZ22510","Sockel              CBAZ-2-2510","Höhe 80 mm",70,215.15,{"$f":"G1496*(1-VLOOKUP(F1496,Konditionen!$B:$D,3,0))","v":215.15}]
["Luftdurchlässe","CBAZ2","CBAZ23115","Sockel              CBAZ-2-3115","Höhe 80 mm",70,253.6,{"$f":"G1497*(1-VLOOKUP(F1497,Konditionen!$B:$D,3,0))","v":253.6}]
["Luftdurchlässe","CBAZ2","CBAZ24020","Sockel              CBAZ-2-4020","Höhe 80 mm",70,320.45,{"$f":"G1498*(1-VLOOKUP(F1498,Konditionen!$B:$D,3,0))","v":320.45}]
["Luftdurchlässe","CBAZ2","CBAZ25020","Sockel              CBAZ-2-5020","Höhe 80 mm",70,416.5,{"$f":"G1499*(1-VLOOKUP(F1499,Konditionen!$B:$D,3,0))","v":416.5}]
["Luftdurchlässe","CBAZ3","CBAZ31207","Konsolen zur Wandmon.;  CBAZ-3-1207","Zubehör für CBA",70,50.1,{"$f":"G1500*(1-VLOOKUP(F1500,Konditionen!$B:$D,3,0))","v":50.1}]
["Luftdurchlässe","CBAZ3","CBAZ31607","Konsolen zur Wandmon.;  CBAZ-3-1607","Zubehör für CBA",70,50.6,{"$f":"G1501*(1-VLOOKUP(F1501,Konditionen!$B:$D,3,0))","v":50.6}]
["Luftdurchlässe","CBAZ3","CBAZ32010","Konsolen zur Wandmon.;  CBAZ-3-2010","Zubehör für CBA",70,51,{"$f":"G1502*(1-VLOOKUP(F1502,Konditionen!$B:$D,3,0))","v":51}]
["Luftdurchlässe","CBAZ3","CBAZ32510","Konsolen zur Wandmon.;  CBAZ-3-2510","Zubehör für CBA",70,51.75,{"$f":"G1503*(1-VLOOKUP(F1503,Konditionen!$B:$D,3,0))","v":51.75}]
["Luftdurchlässe","CBAZ3","CBAZ33115","Konsolen zur Wandmon.;  CBAZ-3-3115","Zubehör für CBA",70,52.25,{"$f":"G1504*(1-VLOOKUP(F1504,Konditionen!$B:$D,3,0))","v":52.25}]
["Luftdurchlässe","CBAZ3","CBAZ34020","Konsolen zur Wandmon.;  CBAZ-3-4020","Zubehör für CBA",70,53.2,{"$f":"G1505*(1-VLOOKUP(F1505,Konditionen!$B:$D,3,0))","v":53.2}]
["Luftdurchlässe","CBAZ3","CBAZ35020","Konsolen zur Wandmon.;  CBAZ-3-5020","Zubehör für CBA",70,54.7,{"$f":"G1506*(1-VLOOKUP(F1506,Konditionen!$B:$D,3,0))","v":54.7}]
["Luftdurchlässe","CBA","CBA1207","Verdrängungsauslaß     CBA-1207","halbrunde Ausführung",70,681.1,{"$f":"G1507*(1-VLOOKUP(F1507,Konditionen!$B:$D,3,0))","v":681.1}]
["Luftdurchlässe","CBA","CBA1607","Verdrängungsauslaß     CBA-1607","halbrunde Ausführung",70,721,{"$f":"G1508*(1-VLOOKUP(F1508,Konditionen!$B:$D,3,0))","v":721}]
["Luftdurchlässe","CBA","CBA2010","Verdrängungsauslaß     CBA-2010","halbrunde Ausführung",70,761.15,{"$f":"G1509*(1-VLOOKUP(F1509,Konditionen!$B:$D,3,0))","v":761.15}]
["Luftdurchlässe","CBA","CBA2510","Verdrängungsauslaß     CBA-2510","halbrunde Ausführung",70,801.05,{"$f":"G1510*(1-VLOOKUP(F1510,Konditionen!$B:$D,3,0))","v":801.05}]
["Luftdurchlässe","CBA","CBA3115","Verdrängungsauslaß     CBA-3115","halbrunde Ausführung",70,1602,{"$f":"G1511*(1-VLOOKUP(F1511,Konditionen!$B:$D,3,0))","v":1602}]
["Luftdurchlässe","CBA","CBA4020","Verdrängungsauslaß     CBA-4020","halbrunde Ausführung",70,2403,{"$f":"G1512*(1-VLOOKUP(F1512,Konditionen!$B:$D,3,0))","v":2403}]
["Luftdurchlässe","CBA","CBA5020","Verdrängungsauslaß     CBA-5020","halbrunde Ausführung",70,3204,{"$f":"G1513*(1-VLOOKUP(F1513,Konditionen!$B:$D,3,0))","v":3204}]
["Luftdurchlässe","CCAZ2","CCAZ21207","Sockel              CCAZ-2-1207","Höhe 80 mm",70,96.25,{"$f":"G1514*(1-VLOOKUP(F1514,Konditionen!$B:$D,3,0))","v":96.25}]
["Luftdurchlässe","CCAZ2","CCAZ21607","Sockel              CCAZ-2-1607","Höhe 80 mm",70,122.05,{"$f":"G1515*(1-VLOOKUP(F1515,Konditionen!$B:$D,3,0))","v":122.05}]
["Luftdurchlässe","CCAZ2","CCAZ22010","Sockel              CCAZ-2-2010","Höhe 80 mm",70,161.75,{"$f":"G1516*(1-VLOOKUP(F1516,Konditionen!$B:$D,3,0))","v":161.75}]
["Luftdurchlässe","CCAZ2","CCAZ22510","Sockel              CCAZ-2-2510","Höhe 80 mm",70,215.15,{"$f":"G1517*(1-VLOOKUP(F1517,Konditionen!$B:$D,3,0))","v":215.15}]
["Luftdurchlässe","CCAZ2","CCAZ23115","Sockel              CCAZ-2-3115","Höhe 80 mm",70,253.6,{"$f":"G1518*(1-VLOOKUP(F1518,Konditionen!$B:$D,3,0))","v":253.6}]
["Luftdurchlässe","CCAZ2","CCAZ24020","Sockel              CCAZ-2-4020","Höhe 80 mm",70,320.45,{"$f":"G1519*(1-VLOOKUP(F1519,Konditionen!$B:$D,3,0))","v":320.45}]
["Luftdurchlässe","CCAZ2","CCAZ25020","Sockel              CCAZ-2-5020","Höhe 80 mm",70,416.5,{"$f":"G1520*(1-VLOOKUP(F1520,Konditionen!$B:$D,3,0))","v":416.5}]
["Luftdurchlässe","CCAZ2","CCAZ26320","Sockel              CCAZ-2-6320","Höhe 80 mm",70,460.6,{"$f":"G1521*(1-VLOOKUP(F1521,Konditionen!$B:$D,3,0))","v":460.6}]
["Luftdurchlässe","CCA","CCA1207","Verdrängungsauslaß     CCA-1207","runde Ausführung",70,867.9,{"$f":"G1522*(1-VLOOKUP(F1522,Konditionen!$B:$D,3,0))","v":867.9}]
["Luftdurchlässe","CCA","CCA1607","Verdrängungsauslaß     CCA-1607","runde Ausführung",70,901.5,{"$f":"G1523*(1-VLOOKUP(F1523,Konditionen!$B:$D,3,0))","v":901.5}]
["Luftdurchlässe","CCA","CCA2010","Verdrängungsauslaß     CCA-2010","runde Ausführung",70,1315,{"$f":"G1524*(1-VLOOKUP(F1524,Konditionen!$B:$D,3,0))","v":1315}]
["Luftdurchlässe","CCA","CCA2510","Verdrängungsauslaß     CCA-2510","runde Ausführung",70,1362,{"$f":"G1525*(1-VLOOKUP(F1525,Konditionen!$B:$D,3,0))","v":1362}]
["Luftdurchlässe","CCA","CCA3115","Verdrängungsauslaß     CCA-3115","runde Ausführung",70,1842,{"$f":"G1526*(1-VLOOKUP(F1526,Konditionen!$B:$D,3,0))","v":1842}]
["Luftdurchlässe","CCA","CCA4020","Verdrängungsauslaß     CCA-4020","runde Ausführung",70,2163,{"$f":"G1527*(1-VLOOKUP(F1527,Konditionen!$B:$D,3,0))","v":2163}]
["Luftdurchlässe","CCA","CCA5020","Verdrängungsauslaß     CCA-5020","runde Ausführung",70,3204,{"$f":"G1528*(1-VLOOKUP(F1528,Konditionen!$B:$D,3,0))","v":3204}]
["Luftdurchlässe","CCA","CCA6320","Verdrängungsauslaß     CCA-6320","runde Ausführung",70,3845,{"$f":"G1529*(1-VLOOKUP(F1529,Konditionen!$B:$D,3,0))","v":3845}]
["Luftdurchlässe","CCP1","CCP1100","Niedrigimpulsauslaß       CCP-1-100","rund für Stufeneinbau, RAL 9010",70,140.25,{"$f":"G1530*(1-VLOOKUP(F1530,Konditionen!$B:$D,3,0))","v":140.25}]
["Luftdurchlässe","CCP1","CCP1125","Niedrigimpulsauslaß       CCP-1-125","rund für Stufeneinbau, RAL 9010",70,154,{"$f":"G1531*(1-VLOOKUP(F1531,Konditionen!$B:$D,3,0))","v":154}]
["Luftdurchlässe","CCU1","CCU1100","Niedrigimpulsauslaß       CCU-1-100","rund für Stufeneinbau, RAL 9010",70,140.25,{"$f":"G1532*(1-VLOOKUP(F1532,Konditionen!$B:$D,3,0))","v":140.25}]
["Luftdurchlässe","CCU1","CCU1125","Niedrigimpulsauslaß       CCU-1-125","rund für Stufeneinbau, RAL 9010",70,154,{"$f":"G1533*(1-VLOOKUP(F1533,Konditionen!$B:$D,3,0))","v":154}]
["Diverse","CDL210","CDL210","CO2-Datenlogger CDL 210    einschl.","Netzteil, USB-Kabel, PC-Software","Netto",162.15,{"$f":"G1534*(1-VLOOKUP(F1534,Konditionen!$B:$D,3,0))","v":162.15}]
["Luftdurchlässe","CEAZ2","CEAZ22010","Sockel              CEAZ-2-2010","Höhe 80 mm",70,104,{"$f":"G1535*(1-VLOOKUP(F1535,Konditionen!$B:$D,3,0))","v":104}]
["Luftdurchlässe","CEAZ2","CEAZ22510","Sockel              CEAZ-2-2510","Höhe 80 mm",70,120.55,{"$f":"G1536*(1-VLOOKUP(F1536,Konditionen!$B:$D,3,0))","v":120.55}]
["Luftdurchlässe","CEAZ2","CEAZ23115","Sockel              CEAZ-2-3115","Höhe 80 mm",70,140.25,{"$f":"G1537*(1-VLOOKUP(F1537,Konditionen!$B:$D,3,0))","v":140.25}]
["Luftdurchlässe","CEAZ2","CEAZ24015","Sockel              CEAZ-2-4015","Höhe 80 mm",70,192.2,{"$f":"G1538*(1-VLOOKUP(F1538,Konditionen!$B:$D,3,0))","v":192.2}]
["Luftdurchlässe","CEA","CEA2010","Verdrängungsauslaß     CEA-2010","rechteckig",70,681.1,{"$f":"G1539*(1-VLOOKUP(F1539,Konditionen!$B:$D,3,0))","v":681.1}]
["Luftdurchlässe","CEA","CEA2510","Verdrängungsauslaß     CEA-2510","rechteckig",70,721,{"$f":"G1540*(1-VLOOKUP(F1540,Konditionen!$B:$D,3,0))","v":721}]
["Luftdurchlässe","CEA","CEA3115","Verdrängungsauslaß     CEA-3115","rechteckig",70,1722,{"$f":"G1541*(1-VLOOKUP(F1541,Konditionen!$B:$D,3,0))","v":1722}]
["Luftdurchlässe","CEA","CEA4015","Verdrängungsauslaß     CEA-4015","rechteckig",70,2163,{"$f":"G1542*(1-VLOOKUP(F1542,Konditionen!$B:$D,3,0))","v":2163}]
["Luftdurchlässe","CHAZ0","CHAZ01207","Rohrverkleidung         CHAZ-0-1207","Zubehör für CHA",70,537.15,{"$f":"G1543*(1-VLOOKUP(F1543,Konditionen!$B:$D,3,0))","v":537.15}]
["Luftdurchlässe","CHAZ0","CHAZ01607","Rohrverkleidung         CHAZ-0-1607","Zubehör für CHA",70,568.29999999999995,{"$f":"G1544*(1-VLOOKUP(F1544,Konditionen!$B:$D,3,0))","v":568.29999999999995}]
["Luftdurchlässe","CHAZ0","CHAZ02010","Rohrverkleidung         CHAZ-0-2010","Zubehör für CHA",70,568.6,{"$f":"G1545*(1-VLOOKUP(F1545,Konditionen!$B:$D,3,0))","v":568.6}]
["Luftdurchlässe","CHAZ0","CHAZ02510","Rohrverkleidung         CHAZ-0-2510","Zubehör für CHA",70,695.85,{"$f":"G1546*(1-VLOOKUP(F1546,Konditionen!$B:$D,3,0))","v":695.85}]
["Luftdurchlässe","CHAZ0","CHAZ03115","Rohrverkleidung         CHAZ-0-3115","Zubehör für CHA",70,710.3,{"$f":"G1547*(1-VLOOKUP(F1547,Konditionen!$B:$D,3,0))","v":710.3}]
["Luftdurchlässe","CHAZ2","CHAZ21207","Sockel              CHAZ-2-1207","Höhe 80 mm",70,96.25,{"$f":"G1548*(1-VLOOKUP(F1548,Konditionen!$B:$D,3,0))","v":96.25}]
["Luftdurchlässe","CHAZ2","CHAZ21607","Sockel              CHAZ-2-1607","Höhe 80 mm",70,122.05,{"$f":"G1549*(1-VLOOKUP(F1549,Konditionen!$B:$D,3,0))","v":122.05}]
["Luftdurchlässe","CHAZ2","CHAZ22010","Sockel              CHAZ-2-2010","Höhe 80 mm",70,161.75,{"$f":"G1550*(1-VLOOKUP(F1550,Konditionen!$B:$D,3,0))","v":161.75}]
["Luftdurchlässe","CHAZ2","CHAZ22510","Sockel              CHAZ-2-2510","Höhe 80 mm",70,215.15,{"$f":"G1551*(1-VLOOKUP(F1551,Konditionen!$B:$D,3,0))","v":215.15}]
["Luftdurchlässe","CHAZ2","CHAZ23115","Sockel              CHAZ-2-3115","Höhe 80 mm",70,253.6,{"$f":"G1552*(1-VLOOKUP(F1552,Konditionen!$B:$D,3,0))","v":253.6}]
["Luftdurchlässe","CHAZ2","CHAZ24020","Sockel              CHAZ-2-4020","Höhe 80 mm",70,320.45,{"$f":"G1553*(1-VLOOKUP(F1553,Konditionen!$B:$D,3,0))","v":320.45}]
["Luftdurchlässe","CHAZ2","CHAZ25020","Sockel              CHAZ-2-5020","Höhe 80 mm",70,416.5,{"$f":"G1554*(1-VLOOKUP(F1554,Konditionen!$B:$D,3,0))","v":416.5}]
["Luftdurchlässe","CHAZ2","CHAZ26320","Sockel              CHAZ-2-6320","Höhe 80 mm",70,460.6,{"$f":"G1555*(1-VLOOKUP(F1555,Konditionen!$B:$D,3,0))","v":460.6}]
["Luftdurchlässe","CHAZ3","CHAZ31207","Konsolen zur Wandmon.;  CHAZ-3-1207","Zubehör für CHA",70,41.4,{"$f":"G1556*(1-VLOOKUP(F1556,Konditionen!$B:$D,3,0))","v":41.4}]
["Luftdurchlässe","CHAZ3","CHAZ31607","Konsolen zur Wandmon.;  CHAZ-3-1607","Zubehör für CHA",70,41.6,{"$f":"G1557*(1-VLOOKUP(F1557,Konditionen!$B:$D,3,0))","v":41.6}]
["Luftdurchlässe","CHAZ3","CHAZ32010","Konsolen zur Wandmon.;  CHAZ-3-2010","Zubehör für CHA",70,41.7,{"$f":"G1558*(1-VLOOKUP(F1558,Konditionen!$B:$D,3,0))","v":41.7}]
["Luftdurchlässe","CHAZ3","CHAZ32510","Konsolen zur Wandmon.;  CHAZ-3-2510","Zubehör für CHA",70,42,{"$f":"G1559*(1-VLOOKUP(F1559,Konditionen!$B:$D,3,0))","v":42}]
["Luftdurchlässe","CHAZ3","CHAZ33115","Konsolen zur Wandmon.;  CHAZ-3-3115","Zubehör für CHA",70,42.65,{"$f":"G1560*(1-VLOOKUP(F1560,Konditionen!$B:$D,3,0))","v":42.65}]
["Luftdurchlässe","CHAZ3","CHAZ34020","Konsolen zur Wandmon.;  CHAZ-3-4020","Zubehör für CHA",70,43.15,{"$f":"G1561*(1-VLOOKUP(F1561,Konditionen!$B:$D,3,0))","v":43.15}]
["Luftdurchlässe","CHAZ3","CHAZ35020","Konsolen zur Wandmon.;  CHAZ-3-5020","Zubehör für CHA",70,43.6,{"$f":"G1562*(1-VLOOKUP(F1562,Konditionen!$B:$D,3,0))","v":43.6}]
["Luftdurchlässe","CHAZ3","CHAZ36320","Konsolen zur Wandmon.;  CHAZ-3-6320","Zubehör für CHA",70,44.1,{"$f":"G1563*(1-VLOOKUP(F1563,Konditionen!$B:$D,3,0))","v":44.1}]
["Luftdurchlässe","CHA","CHA1207","Verdrängungsauslaß     CHA-1207","halbrunde Ausführung",70,734.4,{"$f":"G1564*(1-VLOOKUP(F1564,Konditionen!$B:$D,3,0))","v":734.4}]
["Luftdurchlässe","CHA","CHA1607","Verdrängungsauslaß     CHA-1607","halbrunde Ausführung",70,787.5,{"$f":"G1565*(1-VLOOKUP(F1565,Konditionen!$B:$D,3,0))","v":787.5}]
["Luftdurchlässe","CHA","CHA2010","Verdrängungsauslaß     CHA-2010","halbrunde Ausführung",70,934.5,{"$f":"G1566*(1-VLOOKUP(F1566,Konditionen!$B:$D,3,0))","v":934.5}]
["Luftdurchlässe","CHA","CHA2510","Verdrängungsauslaß     CHA-2510","halbrunde Ausführung",70,1095,{"$f":"G1567*(1-VLOOKUP(F1567,Konditionen!$B:$D,3,0))","v":1095}]
["Luftdurchlässe","CHA","CHA3115","Verdrängungsauslaß     CHA-3115","halbrunde Ausführung",70,1556,{"$f":"G1568*(1-VLOOKUP(F1568,Konditionen!$B:$D,3,0))","v":1556}]
["Luftdurchlässe","CHA","CHA4020","Verdrängungsauslaß     CHA-4020","halbrunde Ausführung",70,2403,{"$f":"G1569*(1-VLOOKUP(F1569,Konditionen!$B:$D,3,0))","v":2403}]
["Luftdurchlässe","CHA","CHA5020","Verdrängungsauslaß     CHA-5020","halbrunde Ausführung",70,3043,{"$f":"G1570*(1-VLOOKUP(F1570,Konditionen!$B:$D,3,0))","v":3043}]
["Luftdurchlässe","CHA","CHA6320","Verdrängungsauslaß     CHA-6320","halbrunde Ausführung",70,4165,{"$f":"G1571*(1-VLOOKUP(F1571,Konditionen!$B:$D,3,0))","v":4165}]
["Luftdurchlässe","CKAZ2","CKAZ22010","Sockel              CKAZ-2-2010","Höhe 80 mm",70,104,{"$f":"G1572*(1-VLOOKUP(F1572,Konditionen!$B:$D,3,0))","v":104}]
["Luftdurchlässe","CKAZ2","CKAZ22510","Sockel              CKAZ-2-2510","Höhe 80 mm",70,120.55,{"$f":"G1573*(1-VLOOKUP(F1573,Konditionen!$B:$D,3,0))","v":120.55}]
["Luftdurchlässe","CKAZ2","CKAZ23110","Sockel              CKAZ-2-3110","Höhe 80 mm",70,152.5,{"$f":"G1574*(1-VLOOKUP(F1574,Konditionen!$B:$D,3,0))","v":152.5}]
["Luftdurchlässe","CKAZ2","CKAZ24015","Sockel              CKAZ-2-4015","Höhe 80 mm",70,157.75,{"$f":"G1575*(1-VLOOKUP(F1575,Konditionen!$B:$D,3,0))","v":157.75}]
["Luftdurchlässe","CKAZ2","CKAZ25020","Sockel              CKAZ-2-5020","Höhe 80 mm",70,192.2,{"$f":"G1576*(1-VLOOKUP(F1576,Konditionen!$B:$D,3,0))","v":192.2}]
["Luftdurchlässe","CKAZ2","CKAZ26320","Sockel              CKAZ-2-6320","Höhe 80 mm",70,227.95,{"$f":"G1577*(1-VLOOKUP(F1577,Konditionen!$B:$D,3,0))","v":227.95}]
["Luftdurchlässe","CKA","CKA2010","Verdrängungsauslaß     CKA-2010","Quadratisch",70,1121,{"$f":"G1578*(1-VLOOKUP(F1578,Konditionen!$B:$D,3,0))","v":1121}]
["Luftdurchlässe","CKA","CKA2510","Verdrängungsauslaß     CKA-2510","Quadratisch",70,1402,{"$f":"G1579*(1-VLOOKUP(F1579,Konditionen!$B:$D,3,0))","v":1402}]
["Luftdurchlässe","CKA","CKA3110","Verdrängungsauslaß     CKA-3110","Quadratisch",70,1722,{"$f":"G1580*(1-VLOOKUP(F1580,Konditionen!$B:$D,3,0))","v":1722}]
["Luftdurchlässe","CKA","CKA4015","Verdrängungsauslaß     CKA-4015","Quadratisch",70,2042,{"$f":"G1581*(1-VLOOKUP(F1581,Konditionen!$B:$D,3,0))","v":2042}]
["Luftdurchlässe","CKA","CKA5020","Verdrängungsauslaß     CKA-5020","Quadratisch",70,4245,{"$f":"G1582*(1-VLOOKUP(F1582,Konditionen!$B:$D,3,0))","v":4245}]
["Luftdurchlässe","CKA","CKA6320","Verdrängungsauslaß     CKA-6320","Quadratisch",70,4325,{"$f":"G1583*(1-VLOOKUP(F1583,Konditionen!$B:$D,3,0))","v":4325}]
["Ventilatoren","CK","CK100A","Rohrventilator CK 100 A AC","","Netto",50.15,{"$f":"G1584*(1-VLOOKUP(F1584,Konditionen!$B:$D,3,0))","v":50.15}]
["Ventilatoren","CK","CK100C","Rohrventilator CK 100 C AC","","Netto",50.75,{"$f":"G1585*(1-VLOOKUP(F1585,Konditionen!$B:$D,3,0))","v":50.75}]
["Ventilatoren","CK","CK100CEC","Rohrventilator CK 100 C1 EC","","Netto",141.69999999999999,{"$f":"G1586*(1-VLOOKUP(F1586,Konditionen!$B:$D,3,0))","v":141.69999999999999}]
["Ventilatoren","CK","CK125A","Rohrventilator CK 125 A AC","","Netto",50.15,{"$f":"G1587*(1-VLOOKUP(F1587,Konditionen!$B:$D,3,0))","v":50.15}]
["Ventilatoren","CK","CK125C","Rohrventilator CK 125 C AC","","Netto",50.75,{"$f":"G1588*(1-VLOOKUP(F1588,Konditionen!$B:$D,3,0))","v":50.75}]
["Ventilatoren","CK","CK125CEC","Rohrventilator CK 125 C1 EC","","Netto",141.69999999999999,{"$f":"G1589*(1-VLOOKUP(F1589,Konditionen!$B:$D,3,0))","v":141.69999999999999}]
["Ventilatoren","CK","CK150B","Rohrventilator CK 150 B AC","","Netto",58.45,{"$f":"G1590*(1-VLOOKUP(F1590,Konditionen!$B:$D,3,0))","v":58.45}]
["Ventilatoren","CK","CK150BEC","Rohrventilator CK 150 B EC","","Netto",179.4,{"$f":"G1591*(1-VLOOKUP(F1591,Konditionen!$B:$D,3,0))","v":179.4}]
["Ventilatoren","CK","CK150C","Rohrventilator CK 150 C AC","","Netto",67.849999999999994,{"$f":"G1592*(1-VLOOKUP(F1592,Konditionen!$B:$D,3,0))","v":67.849999999999994}]
["Ventilatoren","CK","CK160B","Rohrventilator CK 160 B AC","","Netto",53.85,{"$f":"G1593*(1-VLOOKUP(F1593,Konditionen!$B:$D,3,0))","v":53.85}]
["Ventilatoren","CK","CK160BEC","Rohrventilator CK 160 B EC","","Netto",144.44999999999999,{"$f":"G1594*(1-VLOOKUP(F1594,Konditionen!$B:$D,3,0))","v":144.44999999999999}]
["Ventilatoren","CK","CK160C","Rohrventilator CK 160 C AC","","Netto",62.3,{"$f":"G1595*(1-VLOOKUP(F1595,Konditionen!$B:$D,3,0))","v":62.3}]
["Ventilatoren","CK","CK160CEC","Rohrventilator CK 160 C EC","ErP 2018","Netto",168.15,{"$f":"G1596*(1-VLOOKUP(F1596,Konditionen!$B:$D,3,0))","v":168.15}]
["Ventilatoren","CK","CK200A","Rohrventilator CK 200 A AC","","Netto",69.849999999999994,{"$f":"G1597*(1-VLOOKUP(F1597,Konditionen!$B:$D,3,0))","v":69.849999999999994}]
["Ventilatoren","CK","CK200AEC","Rohrventilator CK 200 A EC","ErP 2018","Netto",169.85,{"$f":"G1598*(1-VLOOKUP(F1598,Konditionen!$B:$D,3,0))","v":169.85}]
["Ventilatoren","CK","CK200B","Rohrventilator CK 200 B AC","ErP 2018","Netto",83.25,{"$f":"G1599*(1-VLOOKUP(F1599,Konditionen!$B:$D,3,0))","v":83.25}]
["Ventilatoren","CK","CK200BEC","Rohrventilator CK 200 B EC","ErP 2018","Netto",171.55,{"$f":"G1600*(1-VLOOKUP(F1600,Konditionen!$B:$D,3,0))","v":171.55}]
["Ventilatoren","CK","CK250A","Rohrventilator CK 250 A AC","","Netto",71.7,{"$f":"G1601*(1-VLOOKUP(F1601,Konditionen!$B:$D,3,0))","v":71.7}]
["Ventilatoren","CK","CK250AEC","Rohrventilator CK 250 A EC","","Netto",171.55,{"$f":"G1602*(1-VLOOKUP(F1602,Konditionen!$B:$D,3,0))","v":171.55}]
["Ventilatoren","CK","CK250B","Rohrventilator CK 250 B AC","ErP 2018","Netto",85.55,{"$f":"G1603*(1-VLOOKUP(F1603,Konditionen!$B:$D,3,0))","v":85.55}]
["Ventilatoren","CK","CK250BEC","Rohrventilator CK 250 B EC","ErP 2018","Netto",173.1,{"$f":"G1604*(1-VLOOKUP(F1604,Konditionen!$B:$D,3,0))","v":173.1}]
["Ventilatoren","CK","CK315BEC","Rohrventilator CK 315 B EC","ErP 2018","Netto",245.25,{"$f":"G1605*(1-VLOOKUP(F1605,Konditionen!$B:$D,3,0))","v":245.25}]
["Ventilatoren","CK","CK315C","Rohrventilator CK 315 C AC","ErP 2018","Netto",112.75,{"$f":"G1606*(1-VLOOKUP(F1606,Konditionen!$B:$D,3,0))","v":112.75}]
["Ventilatoren","CK","CK315CEC","Rohrventilator CK 315 C EC","ErP 2018","Netto",338.45,{"$f":"G1607*(1-VLOOKUP(F1607,Konditionen!$B:$D,3,0))","v":338.45}]
["Luftdurchlässe","CONNECT","CONNECTBASIC2M","Verbindungskabel 2m","Connect Basic / Connect Basic","Netto",21.55,{"$f":"G1608*(1-VLOOKUP(F1608,Konditionen!$B:$D,3,0))","v":21.55}]
["Luftdurchlässe","CONNECT","CONNECTBASIC4M","Verbindungskabel 4m","Connect Basic / Connect Basic","Netto",23.3,{"$f":"G1609*(1-VLOOKUP(F1609,Konditionen!$B:$D,3,0))","v":23.3}]
["Luftdurchlässe","CONNECT","CONNECTBASIC8M","Verbindungskabel 8m","Connect Basic / Connect Basic","Netto",27.45,{"$f":"G1610*(1-VLOOKUP(F1610,Konditionen!$B:$D,3,0))","v":27.45}]
["Luftdurchlässe","CQAZ0","CQAZ01207","Rohrverkleidung         CQAZ-0-1207","Zubehör für CQA",70,590.6,{"$f":"G1611*(1-VLOOKUP(F1611,Konditionen!$B:$D,3,0))","v":590.6}]
["Luftdurchlässe","CQAZ0","CQAZ01607","Rohrverkleidung         CQAZ-0-1607","Zubehör für CQA",70,591.75,{"$f":"G1612*(1-VLOOKUP(F1612,Konditionen!$B:$D,3,0))","v":591.75}]
["Luftdurchlässe","CQAZ0","CQAZ02010","Rohrverkleidung         CQAZ-0-2010","Zubehör für CQA",70,596.15,{"$f":"G1613*(1-VLOOKUP(F1613,Konditionen!$B:$D,3,0))","v":596.15}]
["Luftdurchlässe","CQAZ0","CQAZ02510","Rohrverkleidung         CQAZ-0-2510","Zubehör für CQA",70,598.04999999999995,{"$f":"G1614*(1-VLOOKUP(F1614,Konditionen!$B:$D,3,0))","v":598.04999999999995}]
["Luftdurchlässe","CQAZ0","CQAZ03115","Rohrverkleidung         CQAZ-0-3115","Zubehör für CQA",70,618.54999999999995,{"$f":"G1615*(1-VLOOKUP(F1615,Konditionen!$B:$D,3,0))","v":618.54999999999995}]
["Luftdurchlässe","CQAZ2","CQAZ21207","Sockel              CQAZ-2-1207","Höhe 80 mm",70,96.25,{"$f":"G1616*(1-VLOOKUP(F1616,Konditionen!$B:$D,3,0))","v":96.25}]
["Luftdurchlässe","CQAZ2","CQAZ21607","Sockel              CQAZ-2-1607","Höhe 80 mm",70,122.05,{"$f":"G1617*(1-VLOOKUP(F1617,Konditionen!$B:$D,3,0))","v":122.05}]
["Luftdurchlässe","CQAZ2","CQAZ22010","Sockel              CQAZ-2-2010","Höhe 80 mm",70,161.75,{"$f":"G1618*(1-VLOOKUP(F1618,Konditionen!$B:$D,3,0))","v":161.75}]
["Luftdurchlässe","CQAZ2","CQAZ22510","Sockel              CQAZ-2-2510","Höhe 80 mm",70,215.15,{"$f":"G1619*(1-VLOOKUP(F1619,Konditionen!$B:$D,3,0))","v":215.15}]
["Luftdurchlässe","CQAZ2","CQAZ23115","Sockel              CQAZ-2-3115","Höhe 80 mm",70,253.6,{"$f":"G1620*(1-VLOOKUP(F1620,Konditionen!$B:$D,3,0))","v":253.6}]
["Luftdurchlässe","CQAZ2","CQAZ24020","Sockel              CQAZ-2-4020","Höhe 80 mm",70,320.45,{"$f":"G1621*(1-VLOOKUP(F1621,Konditionen!$B:$D,3,0))","v":320.45}]
["Luftdurchlässe","CQAZ3","CQAZ31207","Konsolen zur Wandmon.;  CQAZ-3-1207","Zubehör für CQA",70,62.55,{"$f":"G1622*(1-VLOOKUP(F1622,Konditionen!$B:$D,3,0))","v":62.55}]
["Luftdurchlässe","CQAZ3","CQAZ31607","Konsolen zur Wandmon.;  CQAZ-3-1607","Zubehör für CQA",70,62.95,{"$f":"G1623*(1-VLOOKUP(F1623,Konditionen!$B:$D,3,0))","v":62.95}]
["Luftdurchlässe","CQAZ3","CQAZ32010","Konsolen zur Wandmon.;  CQAZ-3-2010","Zubehör für CQA",70,63.15,{"$f":"G1624*(1-VLOOKUP(F1624,Konditionen!$B:$D,3,0))","v":63.15}]
["Luftdurchlässe","CQAZ3","CQAZ32510","Konsolen zur Wandmon.;  CQAZ-3-2510","Zubehör für CQA",70,63.8,{"$f":"G1625*(1-VLOOKUP(F1625,Konditionen!$B:$D,3,0))","v":63.8}]
["Luftdurchlässe","CQAZ3","CQAZ33115","Konsolen zur Wandmon.;  CQAZ-3-3115","Zubehör für CQA",70,64.849999999999994,{"$f":"G1626*(1-VLOOKUP(F1626,Konditionen!$B:$D,3,0))","v":64.849999999999994}]
["Luftdurchlässe","CQAZ3","CQAZ34020","Konsolen zur Wandmon.;  CQAZ-3-4020","Zubehör für CQA",70,65.7,{"$f":"G1627*(1-VLOOKUP(F1627,Konditionen!$B:$D,3,0))","v":65.7}]
["Luftdurchlässe","CQA","CQA1207","Verdrängungsauslaß     CQA-1207","Eckeinbau halbrund",70,774.1,{"$f":"G1628*(1-VLOOKUP(F1628,Konditionen!$B:$D,3,0))","v":774.1}]
["Luftdurchlässe","CQA","CQA1607","Verdrängungsauslaß     CQA-1607","Eckeinbau halbrund",70,801.05,{"$f":"G1629*(1-VLOOKUP(F1629,Konditionen!$B:$D,3,0))","v":801.05}]
["Luftdurchlässe","CQA","CQA2010","Verdrängungsauslaß     CQA-2010","Eckeinbau halbrund",70,941.3,{"$f":"G1630*(1-VLOOKUP(F1630,Konditionen!$B:$D,3,0))","v":941.3}]
["Luftdurchlässe","CQA","CQA2510","Verdrängungsauslaß     CQA-2510","Eckeinbau halbrund",70,1001,{"$f":"G1631*(1-VLOOKUP(F1631,Konditionen!$B:$D,3,0))","v":1001}]
["Luftdurchlässe","CQA","CQA3115","Verdrängungsauslaß     CQA-3115","Eckeinbau halbrund",70,1602,{"$f":"G1632*(1-VLOOKUP(F1632,Konditionen!$B:$D,3,0))","v":1602}]
["Luftdurchlässe","CQA","CQA4020","Verdrängungsauslaß     CQA-4020","Eckeinbau halbrund",70,2504,{"$f":"G1633*(1-VLOOKUP(F1633,Konditionen!$B:$D,3,0))","v":2504}]
["Luftdurchlässe","CRAZ1","CRAZ130101000","Wandkanal          CRAZ-1-3010-____","Höhe 0 bis 1000mm; DN200",70,327.35000000000002,{"$f":"G1634*(1-VLOOKUP(F1634,Konditionen!$B:$D,3,0))","v":327.35000000000002}]
["Luftdurchlässe","CRAZ1","CRAZ130101500","Wandkanal          CRAZ-1-3010-____","Höhe 1001 bis 1500mm; DN200",70,415.35,{"$f":"G1635*(1-VLOOKUP(F1635,Konditionen!$B:$D,3,0))","v":415.35}]
["Luftdurchlässe","CRAZ1","CRAZ130102000","Wandkanal          CRAZ-1-3010-____","Höhe 1501 bis 2000mm; DN200",70,479.85,{"$f":"G1636*(1-VLOOKUP(F1636,Konditionen!$B:$D,3,0))","v":479.85}]
["Luftdurchlässe","CRAZ1","CRAZ150101000","Wandkanal          CRAZ-1-5010-____","Höhe 0 bis 1000mm; DN250",70,335.6,{"$f":"G1637*(1-VLOOKUP(F1637,Konditionen!$B:$D,3,0))","v":335.6}]
["Luftdurchlässe","CRAZ1","CRAZ150101500","Wandkanal          CRAZ-1-5010-____","Höhe 1001 bis 1500mm; DN250",70,439.35,{"$f":"G1638*(1-VLOOKUP(F1638,Konditionen!$B:$D,3,0))","v":439.35}]
["Luftdurchlässe","CRAZ1","CRAZ150102000","Wandkanal          CRAZ-1-5010-____","Höhe 1501 bis 2000mm; DN250",70,543.35,{"$f":"G1639*(1-VLOOKUP(F1639,Konditionen!$B:$D,3,0))","v":543.35}]
["Luftdurchlässe","CRAZ1","CRAZ180101000","Wandkanal          CRAZ-1-8010-____","Höhe 0 bis 1000mm; DN315",70,463.4,{"$f":"G1640*(1-VLOOKUP(F1640,Konditionen!$B:$D,3,0))","v":463.4}]
["Luftdurchlässe","CRAZ1","CRAZ180101500","Wandkanal          CRAZ-1-8010-____","Höhe 1001 bis 1500mm; DN315",70,607.54999999999995,{"$f":"G1641*(1-VLOOKUP(F1641,Konditionen!$B:$D,3,0))","v":607.54999999999995}]
["Luftdurchlässe","CRAZ1","CRAZ180102000","Wandkanal          CRAZ-1-8010-____","Höhe 1501 bis 2000mm; DN315",70,767.3,{"$f":"G1642*(1-VLOOKUP(F1642,Konditionen!$B:$D,3,0))","v":767.3}]
["Luftdurchlässe","CRAZ1","CRAZ180201000","Wandkanal          CRAZ-1-8020-____","Höhe 0 bis 1000mm; DN400",70,504.15,{"$f":"G1643*(1-VLOOKUP(F1643,Konditionen!$B:$D,3,0))","v":504.15}]
["Luftdurchlässe","CRAZ1","CRAZ180201500","Wandkanal          CRAZ-1-8020-____","Höhe 1001 bis 1500mm; DN400",70,671.25,{"$f":"G1644*(1-VLOOKUP(F1644,Konditionen!$B:$D,3,0))","v":671.25}]
["Luftdurchlässe","CRAZ1","CRAZ180202000","Wandkanal          CRAZ-1-8020-____","Höhe 1501 bis 2000mm; DN400",70,831.95,{"$f":"G1645*(1-VLOOKUP(F1645,Konditionen!$B:$D,3,0))","v":831.95}]
["Luftdurchlässe","CRAZ2","CRAZ23010","Sockel              CRAZ-2-3010","Höhe 80 mm",70,87.05,{"$f":"G1646*(1-VLOOKUP(F1646,Konditionen!$B:$D,3,0))","v":87.05}]
["Luftdurchlässe","CRAZ2","CRAZ25010","Sockel              CRAZ-2-5010","Höhe 80 mm",70,95.75,{"$f":"G1647*(1-VLOOKUP(F1647,Konditionen!$B:$D,3,0))","v":95.75}]
["Luftdurchlässe","CRAZ2","CRAZ28010","Sockel              CRAZ-2-8010","Höhe 80 mm",70,134.80000000000001,{"$f":"G1648*(1-VLOOKUP(F1648,Konditionen!$B:$D,3,0))","v":134.80000000000001}]
["Luftdurchlässe","CRAZ2","CRAZ28020","Sockel              CRAZ-2-8020","Höhe 80 mm",70,169.6,{"$f":"G1649*(1-VLOOKUP(F1649,Konditionen!$B:$D,3,0))","v":169.6}]
["Luftdurchlässe","CRA","CRA3010","Verdrängungsauslaß     CRA-3010","Rechteckig",70,567.75,{"$f":"G1650*(1-VLOOKUP(F1650,Konditionen!$B:$D,3,0))","v":567.75}]
["Luftdurchlässe","CRA","CRA5010","Verdrängungsauslaß     CRA-5010","Rechteckig",70,780.85,{"$f":"G1651*(1-VLOOKUP(F1651,Konditionen!$B:$D,3,0))","v":780.85}]
["Luftdurchlässe","CRA","CRA8010","Verdrängungsauslaß     CRA-8010","Rechteckig",70,1208,{"$f":"G1652*(1-VLOOKUP(F1652,Konditionen!$B:$D,3,0))","v":1208}]
["Luftdurchlässe","CRA","CRA8020","Verdrängungsauslaß     CRA-8020","Rechteckig",70,2076,{"$f":"G1653*(1-VLOOKUP(F1653,Konditionen!$B:$D,3,0))","v":2076}]
["Diverse","CRHV","CRHV125","Kondensatsammler CRHV 125","","Netto",28.4,{"$f":"G1654*(1-VLOOKUP(F1654,Konditionen!$B:$D,3,0))","v":28.4}]
["Diverse","CRHV","CRHV160","Kondensatsammler CRHV 160","","Netto",31.75,{"$f":"G1655*(1-VLOOKUP(F1655,Konditionen!$B:$D,3,0))","v":31.75}]
["Diverse","CRHV","CRHV200","Kondensatsammler CRHV 200","","Netto",41.4,{"$f":"G1656*(1-VLOOKUP(F1656,Konditionen!$B:$D,3,0))","v":41.4}]
["Diverse","CRHV","CRHV250","Kondensatsammler CRHV 250","","Netto",47.35,{"$f":"G1657*(1-VLOOKUP(F1657,Konditionen!$B:$D,3,0))","v":47.35}]
["Luftdurchlässe","CRL","CRL100","Runder Deckendurchlass       CRL100","horiz. oder vertikale Luftführung",70,178.4,{"$f":"G1658*(1-VLOOKUP(F1658,Konditionen!$B:$D,3,0))","v":178.4}]
["Luftdurchlässe","CRL","CRL125","Runder Deckendurchlass       CRL125","horiz. oder vertikale Luftführung",70,194.65,{"$f":"G1659*(1-VLOOKUP(F1659,Konditionen!$B:$D,3,0))","v":194.65}]
["Luftdurchlässe","CRL","CRL160","Runder Deckendurchlass       CRL160","horiz. oder vertikale Luftführung",70,211.9,{"$f":"G1660*(1-VLOOKUP(F1660,Konditionen!$B:$D,3,0))","v":211.9}]
["Luftdurchlässe","CRL","CRL200","Runder Deckendurchlass       CRL200","horiz. oder vertikale Luftführung",70,242,{"$f":"G1661*(1-VLOOKUP(F1661,Konditionen!$B:$D,3,0))","v":242}]
["Luftdurchlässe","CRL","CRL250","Runder Deckendurchlass       CRL250","horiz. oder vertikale Luftführung",70,311.75,{"$f":"G1662*(1-VLOOKUP(F1662,Konditionen!$B:$D,3,0))","v":311.75}]
["Luftdurchlässe","CRL","CRL315","Runder Deckendurchlass       CRL315","horiz. oder vertikale Luftführung",70,379.6,{"$f":"G1663*(1-VLOOKUP(F1663,Konditionen!$B:$D,3,0))","v":379.6}]
["Luftdurchlässe","CRL","CRL400","Runder Deckendurchlass       CRL400","horiz. oder vertikale Luftführung",70,494.7,{"$f":"G1664*(1-VLOOKUP(F1664,Konditionen!$B:$D,3,0))","v":494.7}]
["Luftdurchlässe","CRP1","CRP14010","Verdrängungsluftauslass  CRP-1-4010","RAL9010",70,156.9,{"$f":"G1665*(1-VLOOKUP(F1665,Konditionen!$B:$D,3,0))","v":156.9}]
["Luftdurchlässe","CRP1","CRP14015","Verdrängungsluftauslass  CRP-1-4015","RAL9010",70,158.80000000000001,{"$f":"G1666*(1-VLOOKUP(F1666,Konditionen!$B:$D,3,0))","v":158.80000000000001}]
["Luftdurchlässe","CRP1","CRP15010","Verdrängungsluftauslass  CRP-1-5010","RAL9010",70,160.69999999999999,{"$f":"G1667*(1-VLOOKUP(F1667,Konditionen!$B:$D,3,0))","v":160.69999999999999}]
["Luftdurchlässe","CRP1","CRP15015","Verdrängungsluftauslass  CRP-1-5015","RAL9010",70,161.4,{"$f":"G1668*(1-VLOOKUP(F1668,Konditionen!$B:$D,3,0))","v":161.4}]
["Luftdurchlässe","CRU1","CRU14010","Verdrängungsluftauslass  CRU-1-4010","RAL9010",70,160.6,{"$f":"G1669*(1-VLOOKUP(F1669,Konditionen!$B:$D,3,0))","v":160.6}]
["Luftdurchlässe","CRU1","CRU14015","Verdrängungsluftauslass  CRU-1-4015","RAL9010",70,162.25,{"$f":"G1670*(1-VLOOKUP(F1670,Konditionen!$B:$D,3,0))","v":162.25}]
["Luftdurchlässe","CRU1","CRU15010","Verdrängungsluftauslass  CRU-1-5010","RAL9010",70,162.55000000000001,{"$f":"G1671*(1-VLOOKUP(F1671,Konditionen!$B:$D,3,0))","v":162.55000000000001}]
["Luftdurchlässe","CRU1","CRU15015","Verdrängungsluftauslass  CRU-1-5015","RAL9010",70,170.45,{"$f":"G1672*(1-VLOOKUP(F1672,Konditionen!$B:$D,3,0))","v":170.45}]
["Diverse","CSCPS2","CSCPS2","Befestigung für Nockenzange","für SR CUTTER 2            CSCPS 2","Netto",385.4,{"$f":"G1673*(1-VLOOKUP(F1673,Konditionen!$B:$D,3,0))","v":385.4}]
["Diverse","CSCP","CSCP40","Handnockenzange CSCP40  NW 80 - 224","lose      **Netto-Preis**","Netto",318.35000000000002,{"$f":"G1674*(1-VLOOKUP(F1674,Konditionen!$B:$D,3,0))","v":318.35000000000002}]
["Diverse","CSCP","CSCP60","Handnockenzange CSCP60   NW 250-315","lose      **Netto-Preis**","Netto",318.35000000000002,{"$f":"G1675*(1-VLOOKUP(F1675,Konditionen!$B:$D,3,0))","v":318.35000000000002}]
["Diverse","CSKE","CSKE","Messerblatt für Stanzarm","CSKE","Netto",13.7,{"$f":"G1676*(1-VLOOKUP(F1676,Konditionen!$B:$D,3,0))","v":13.7}]
["Diverse","CSSK","CSSK","Schneidmesser CSSK","für Blechschere CSS","Netto",138.05000000000001,{"$f":"G1677*(1-VLOOKUP(F1677,Konditionen!$B:$D,3,0))","v":138.05000000000001}]
["Diverse","CTVACU","CTVACU","Staubschutzplatte           CTVACU","*** Netto-Preis ***","Netto",153.44999999999999,{"$f":"G1678*(1-VLOOKUP(F1678,Konditionen!$B:$D,3,0))","v":153.44999999999999}]
["Luftdurchlässe","CVAZ1","CVAZ1300501000","Wandkanal          CVAZ-1-3005-____","Höhe 0 bis 1000mm, DN125mm",70,185.7,{"$f":"G1679*(1-VLOOKUP(F1679,Konditionen!$B:$D,3,0))","v":185.7}]
["Luftdurchlässe","CVAZ1","CVAZ130051500","Wandkanal          CVAZ-1-3005-____","Höhe 1001 bis 1500mm, DN125mm",70,239.15,{"$f":"G1680*(1-VLOOKUP(F1680,Konditionen!$B:$D,3,0))","v":239.15}]
["Luftdurchlässe","CVAZ1","CVAZ130052000","Wandkanal          CVAZ-1-3005-____","Höhe 1501 bis 2000mm, DN125mm",70,328.3,{"$f":"G1681*(1-VLOOKUP(F1681,Konditionen!$B:$D,3,0))","v":328.3}]
["Luftdurchlässe","CVAZ1","CVAZ150051000","Wandkanal          CVAZ-1-5005-____","Höhe 0 bis 1000mm, DN160mm",70,188.65,{"$f":"G1682*(1-VLOOKUP(F1682,Konditionen!$B:$D,3,0))","v":188.65}]
["Luftdurchlässe","CVAZ1","CVAZ150051500","Wandkanal          CVAZ-1-5005-____","Höhe 1001 bis 1500mm, DN160mm",70,256.75,{"$f":"G1683*(1-VLOOKUP(F1683,Konditionen!$B:$D,3,0))","v":256.75}]
["Luftdurchlässe","CVAZ1","CVAZ150052000","Wandkanal          CVAZ-1-5005-____","Höhe 1501 bis 2000mm, DN160mm",70,332.05,{"$f":"G1684*(1-VLOOKUP(F1684,Konditionen!$B:$D,3,0))","v":332.05}]
["Luftdurchlässe","CVAZ1","CVAZ160051000","Wandkanal          CVAZ-1-6005-____","Höhe 0 bis 1000mm, DN200mm",70,197.8,{"$f":"G1685*(1-VLOOKUP(F1685,Konditionen!$B:$D,3,0))","v":197.8}]
["Luftdurchlässe","CVAZ1","CVAZ160051500","Wandkanal          CVAZ-1-6005-____","Höhe 1001 bis 1500mm, DN200mm",70,264.5,{"$f":"G1686*(1-VLOOKUP(F1686,Konditionen!$B:$D,3,0))","v":264.5}]
["Luftdurchlässe","CVAZ1","CVAZ160052000","Wandkanal          CVAZ-1-6005-____","Höhe 1501 bis 2000mm, DN200mm",70,339.9,{"$f":"G1687*(1-VLOOKUP(F1687,Konditionen!$B:$D,3,0))","v":339.9}]
["Luftdurchlässe","CVAZ1","CVAZ160081000","Wandkanal          CVAZ-1-6008-____","Höhe 0 bis 1000mm, DN250mm",70,205.95,{"$f":"G1688*(1-VLOOKUP(F1688,Konditionen!$B:$D,3,0))","v":205.95}]
["Luftdurchlässe","CVAZ1","CVAZ160081500","Wandkanal          CVAZ-1-6008-____","Höhe 1001 bis 1500mm, DN250mm",70,275.60000000000002,{"$f":"G1689*(1-VLOOKUP(F1689,Konditionen!$B:$D,3,0))","v":275.60000000000002}]
["Luftdurchlässe","CVAZ1","CVAZ160082000","Wandkanal          CVAZ-1-6008-____","Höhe 1501 bis 2000mm, DN250mm",70,358.15,{"$f":"G1690*(1-VLOOKUP(F1690,Konditionen!$B:$D,3,0))","v":358.15}]
["Luftdurchlässe","CVAZ1","CVAZ180081000","Wandkanal          CVAZ-1-8008-____","Höhe 0 bis 1000mm, DN315mm",70,211.9,{"$f":"G1691*(1-VLOOKUP(F1691,Konditionen!$B:$D,3,0))","v":211.9}]
["Luftdurchlässe","CVAZ1","CVAZ180081500","Wandkanal          CVAZ-1-8008-____","Höhe 1001 bis 1500mm, DN315mm",70,282.5,{"$f":"G1692*(1-VLOOKUP(F1692,Konditionen!$B:$D,3,0))","v":282.5}]
["Luftdurchlässe","CVAZ1","CVAZ180082000","Wandkanal          CVAZ-1-8008-____","Höhe 1501 bis 2000mm, DN315mm",70,362.55,{"$f":"G1693*(1-VLOOKUP(F1693,Konditionen!$B:$D,3,0))","v":362.55}]
["Luftdurchlässe","CVA","CVA3005","Verdrängungsauslaß     CVA-3005","für Wandeinbau",70,320.45,{"$f":"G1694*(1-VLOOKUP(F1694,Konditionen!$B:$D,3,0))","v":320.45}]
["Luftdurchlässe","CVA","CVA5005","Verdrängungsauslaß     CVA-5005","für Wandeinbau",70,427.5,{"$f":"G1695*(1-VLOOKUP(F1695,Konditionen!$B:$D,3,0))","v":427.5}]
["Luftdurchlässe","CVA","CVA6005","Verdrängungsauslaß     CVA-6005","für Wandeinbau",70,520.6,{"$f":"G1696*(1-VLOOKUP(F1696,Konditionen!$B:$D,3,0))","v":520.6}]
["Luftdurchlässe","CVA","CVA6008","Verdrängungsauslaß     CVA-6008","für Wandeinbau",70,580.65,{"$f":"G1697*(1-VLOOKUP(F1697,Konditionen!$B:$D,3,0))","v":580.65}]
["Luftdurchlässe","CVA","CVA8008","Verdrängungsauslaß     CVA-8008","für Wandeinbau",70,681.1,{"$f":"G1698*(1-VLOOKUP(F1698,Konditionen!$B:$D,3,0))","v":681.1}]
["Klappen und Volumenstromregler","DAU","DAU100","Konstant Volumenstromregler DAU 100","",30,501.65,{"$f":"G1699*(1-VLOOKUP(F1699,Konditionen!$B:$D,3,0))","v":501.65}]
["Klappen und Volumenstromregler","DAU","DAU125","Konstant Volumenstromregler DAU 125","",30,525.65,{"$f":"G1700*(1-VLOOKUP(F1700,Konditionen!$B:$D,3,0))","v":525.65}]
["Klappen und Volumenstromregler","DAU","DAU160","Konstant Volumenstromregler DAU 160","",30,543.15,{"$f":"G1701*(1-VLOOKUP(F1701,Konditionen!$B:$D,3,0))","v":543.15}]
["Klappen und Volumenstromregler","DAU","DAU200","Konstant Volumenstromregler DAU 200","",30,575.29999999999995,{"$f":"G1702*(1-VLOOKUP(F1702,Konditionen!$B:$D,3,0))","v":575.29999999999995}]
["Klappen und Volumenstromregler","DAU","DAU250","Konstant Volumenstromregler DAU 250","",30,640.75,{"$f":"G1703*(1-VLOOKUP(F1703,Konditionen!$B:$D,3,0))","v":640.75}]
["Klappen und Volumenstromregler","DAU","DAU315","Konstant Volumenstromregler DAU 315","",30,739.75,{"$f":"G1704*(1-VLOOKUP(F1704,Konditionen!$B:$D,3,0))","v":739.75}]
["Klappen und Volumenstromregler","DAU","DAU80","Konstant Volumenstromregler DAU 80","",30,493.6,{"$f":"G1705*(1-VLOOKUP(F1705,Konditionen!$B:$D,3,0))","v":493.6}]
["Klappen und Volumenstromregler","DAVU","DAVU10024","Variabler Volumenstromregler","DAVU 100.24",30,1783,{"$f":"G1706*(1-VLOOKUP(F1706,Konditionen!$B:$D,3,0))","v":1783}]
["Klappen und Volumenstromregler","DAVU","DAVU12524","Variabler Volumenstromregler","DAVU 125.24",30,1797,{"$f":"G1707*(1-VLOOKUP(F1707,Konditionen!$B:$D,3,0))","v":1797}]
["Klappen und Volumenstromregler","DAVU","DAVU16024","Variabler Volumenstromregler","DAVU 160.24",30,1797,{"$f":"G1708*(1-VLOOKUP(F1708,Konditionen!$B:$D,3,0))","v":1797}]
["Klappen und Volumenstromregler","DAVU","DAVU20024","Variabler Volumenstromregler","DAVU 200.24",30,1825,{"$f":"G1709*(1-VLOOKUP(F1709,Konditionen!$B:$D,3,0))","v":1825}]
["Klappen und Volumenstromregler","DAVU","DAVU25024","Variabler Volumenstromregler","DAVU 250.24",30,1853,{"$f":"G1710*(1-VLOOKUP(F1710,Konditionen!$B:$D,3,0))","v":1853}]
["Klappen und Volumenstromregler","DAVU","DAVU31524","Variabler Volumenstromregler","DAVU 315.24",30,1937,{"$f":"G1711*(1-VLOOKUP(F1711,Konditionen!$B:$D,3,0))","v":1937}]
["Klappen und Volumenstromregler","DAVU","DAVU8024","Variabler Volumenstromregler","DAVU 80.24",30,1783,{"$f":"G1712*(1-VLOOKUP(F1712,Konditionen!$B:$D,3,0))","v":1783}]
["Luftdurchlässe","DAZ","DAZ125","Luftlenkblech           DAZ-125/100","Satz bestehend aus 3 STK",70,23.05,{"$f":"G1713*(1-VLOOKUP(F1713,Konditionen!$B:$D,3,0))","v":23.05}]
["Luftdurchlässe","DAZ","DAZ160","Luftlenkblech               DAZ-160","Satz bestehend aus 3 STK",70,25.05,{"$f":"G1714*(1-VLOOKUP(F1714,Konditionen!$B:$D,3,0))","v":25.05}]
["Luftdurchlässe","DAZ","DAZ200","Luftlenkblech               DAZ-200","Satz bestehend aus 3 STK",70,32.15,{"$f":"G1715*(1-VLOOKUP(F1715,Konditionen!$B:$D,3,0))","v":32.15}]
["Luftdurchlässe","DAZ","DAZ250","Luftlenkblech               DAZ-250","Satz bestehend aus 3 STK",70,33.75,{"$f":"G1716*(1-VLOOKUP(F1716,Konditionen!$B:$D,3,0))","v":33.75}]
["Luftdurchlässe","DAZ","DAZ315","Luftlenkblech               DAZ-315","Satz bestehend aus 3 STK",70,38.15,{"$f":"G1717*(1-VLOOKUP(F1717,Konditionen!$B:$D,3,0))","v":38.15}]
["Luftdurchlässe","DAZ","DAZ400","Luftlenkblech               DAZ-400","Satz bestehend aus 3 STK",70,49.65,{"$f":"G1718*(1-VLOOKUP(F1718,Konditionen!$B:$D,3,0))","v":49.65}]
["Klappen und Volumenstromregler","DA2EU","DA2EU100230","Konstant 2-Punkt Volumenstromregler","DA2EU 100.230",30,1349,{"$f":"G1719*(1-VLOOKUP(F1719,Konditionen!$B:$D,3,0))","v":1349}]
["Klappen und Volumenstromregler","DA2EU","DA2EU10024","Konstant 2-Punkt Volumenstromregler","DA2EU 100.24",30,1349,{"$f":"G1720*(1-VLOOKUP(F1720,Konditionen!$B:$D,3,0))","v":1349}]
["Klappen und Volumenstromregler","DA2EU","DA2EU125230","Konstant 2-Punkt Volumenstromregler","DA2EU 125.230",30,1357,{"$f":"G1721*(1-VLOOKUP(F1721,Konditionen!$B:$D,3,0))","v":1357}]
["Klappen und Volumenstromregler","DA2EU","DA2EU12524","Konstant 2-Punkt Volumenstromregler","DA2EU 125.24",30,1357,{"$f":"G1722*(1-VLOOKUP(F1722,Konditionen!$B:$D,3,0))","v":1357}]
["Klappen und Volumenstromregler","DA2EU","DA2EU160230","Konstant 2-Punkt Volumenstromregler","DA2EU 160.230",30,1366,{"$f":"G1723*(1-VLOOKUP(F1723,Konditionen!$B:$D,3,0))","v":1366}]
["Klappen und Volumenstromregler","DA2EU","DA2EU16024","Konstant 2-Punkt Volumenstromregler","DA2EU 160.24",30,1366,{"$f":"G1724*(1-VLOOKUP(F1724,Konditionen!$B:$D,3,0))","v":1366}]
["Klappen und Volumenstromregler","DA2EU","DA2EU200230","Konstant 2-Punkt Volumenstromregler","DA2EU 200.230",30,1404,{"$f":"G1725*(1-VLOOKUP(F1725,Konditionen!$B:$D,3,0))","v":1404}]
["Klappen und Volumenstromregler","DA2EU","DA2EU20024","Konstant 2-Punkt Volumenstromregler","DA2EU 200.24",30,1404,{"$f":"G1726*(1-VLOOKUP(F1726,Konditionen!$B:$D,3,0))","v":1404}]
["Klappen und Volumenstromregler","DA2EU","DA2EU250230","Konstant 2-Punkt Volumenstromregler","DA2EU 250.230",30,1479,{"$f":"G1727*(1-VLOOKUP(F1727,Konditionen!$B:$D,3,0))","v":1479}]
["Klappen und Volumenstromregler","DA2EU","DA2EU25024","Konstant 2-Punkt Volumenstromregler","DA2EU 250.24",30,1479,{"$f":"G1728*(1-VLOOKUP(F1728,Konditionen!$B:$D,3,0))","v":1479}]
["Klappen und Volumenstromregler","DA2EU","DA2EU315230","Konstant 2-Punkt Volumenstromregler","DA2EU 315.230",30,1591,{"$f":"G1729*(1-VLOOKUP(F1729,Konditionen!$B:$D,3,0))","v":1591}]
["Klappen und Volumenstromregler","DA2EU","DA2EU31524","Konstant 2-Punkt Volumenstromregler","DA2EU 315.24",30,1591,{"$f":"G1730*(1-VLOOKUP(F1730,Konditionen!$B:$D,3,0))","v":1591}]
["Klappen und Volumenstromregler","DA2EU","DA2EU80230","Konstant 2-Punkt Volumenstromregler","DA2EU 80.230",30,1349,{"$f":"G1731*(1-VLOOKUP(F1731,Konditionen!$B:$D,3,0))","v":1349}]
["Klappen und Volumenstromregler","DA2EU","DA2EU8024","Konstant 2-Punkt Volumenstromregler","DA2EU 80.24",30,1349,{"$f":"G1732*(1-VLOOKUP(F1732,Konditionen!$B:$D,3,0))","v":1349}]
["Luftdurchlässe","DCS","DCS100A","Durchlass f. Sichtmontage DCS-100-A","verst. Düsen; Zuluft; Mess-Drossel",70,323.89999999999998,{"$f":"G1733*(1-VLOOKUP(F1733,Konditionen!$B:$D,3,0))","v":323.89999999999998}]
["Luftdurchlässe","DCS","DCS125A","Durchlass f. Sichtmontage DCS-125-A","verst. Düsen; Zuluft; Mess-Drossel",70,354.6,{"$f":"G1734*(1-VLOOKUP(F1734,Konditionen!$B:$D,3,0))","v":354.6}]
["Luftdurchlässe","DCS","DCS160A","Durchlass f. Sichtmontage DCS-160-A","verst. Düsen; Zuluft; Mess-Drossel",70,431.5,{"$f":"G1735*(1-VLOOKUP(F1735,Konditionen!$B:$D,3,0))","v":431.5}]
["Luftdurchlässe","DCS","DCS200A","Durchlass f. Sichtmontage DCS-200-A","verst. Düsen; Zuluft; Mess-Drossel",70,524.20000000000005,{"$f":"G1736*(1-VLOOKUP(F1736,Konditionen!$B:$D,3,0))","v":524.20000000000005}]
["Luftdurchlässe","DCS","DCS250A","Durchlass f. Sichtmontage DCS-250-A","verst. Düsen; Zuluft; Mess-Drossel",70,817.6,{"$f":"G1737*(1-VLOOKUP(F1737,Konditionen!$B:$D,3,0))","v":817.6}]
["Luftdurchlässe","DCS","DCS315A","Durchlass f. Sichtmontage DCS-315-A","verst. Düsen; Zuluft; Mess-Drossel",70,962.15,{"$f":"G1738*(1-VLOOKUP(F1738,Konditionen!$B:$D,3,0))","v":962.15}]
["Luftdurchlässe","DCZ","DCZ100","Montagesatz                 DCZ-100","für Montage ohne Kasten MBB nötig",70,17.399999999999999,{"$f":"G1739*(1-VLOOKUP(F1739,Konditionen!$B:$D,3,0))","v":17.399999999999999}]
["Luftdurchlässe","DCZ","DCZ125","Montagesatz                 DCZ-125","für Montage ohne Kasten MBB nötig",70,17.399999999999999,{"$f":"G1740*(1-VLOOKUP(F1740,Konditionen!$B:$D,3,0))","v":17.399999999999999}]
["Luftdurchlässe","DCZ","DCZ160","Montagesatz                 DCZ-160","für Montage ohne Kasten MBB nötig",70,17.399999999999999,{"$f":"G1741*(1-VLOOKUP(F1741,Konditionen!$B:$D,3,0))","v":17.399999999999999}]
["Luftdurchlässe","DCZ","DCZ200","Montagesatz                 DCZ-200","für Montage ohne Kasten MBB nötig",70,17.399999999999999,{"$f":"G1742*(1-VLOOKUP(F1742,Konditionen!$B:$D,3,0))","v":17.399999999999999}]
["Luftdurchlässe","DCZ","DCZ250","Montagesatz                 DCZ-250","für Montage ohne Kasten MBB nötig",70,17.399999999999999,{"$f":"G1743*(1-VLOOKUP(F1743,Konditionen!$B:$D,3,0))","v":17.399999999999999}]
["Luftdurchlässe","DCZ","DCZ315","Montagesatz                 DCZ-315","für Montage ohne Kasten MBB nötig",70,17.399999999999999,{"$f":"G1744*(1-VLOOKUP(F1744,Konditionen!$B:$D,3,0))","v":17.399999999999999}]
["Luftdurchlässe","DCZ","DCZ400","Montagesatz                 DCZ-400","für Montage ohne Kasten MBB nötig",70,17.399999999999999,{"$f":"G1745*(1-VLOOKUP(F1745,Konditionen!$B:$D,3,0))","v":17.399999999999999}]
["Kunststoff","DDFPPS","DDFPPS110","Dachdurchführung in PPs 110","Dachneigungswinkel ...°","17.ALLG",125.2,{"$f":"G1746*(1-VLOOKUP(F1746,Konditionen!$B:$D,3,0))","v":125.2}]
["Kunststoff","DDFPPS","DDFPPS125","Dachdurchführung in PPs 125","Dachneigungswinkel ...°","17.ALLG",133.44999999999999,{"$f":"G1747*(1-VLOOKUP(F1747,Konditionen!$B:$D,3,0))","v":133.44999999999999}]
["Kunststoff","DDFPPS","DDFPPS140","Dachdurchführung in PPs 140","Dachneigungswinkel ...°","17.ALLG",142.65,{"$f":"G1748*(1-VLOOKUP(F1748,Konditionen!$B:$D,3,0))","v":142.65}]
["Kunststoff","DDFPPS","DDFPPS160","Dachdurchführung in PPs 160","Dachneigungswinkel ...°","17.ALLG",153.25,{"$f":"G1749*(1-VLOOKUP(F1749,Konditionen!$B:$D,3,0))","v":153.25}]
["Kunststoff","DDFPPS","DDFPPS180","Dachdurchführung in PPs 180","Dachneigungswinkel ...°","17.ALLG",165,{"$f":"G1750*(1-VLOOKUP(F1750,Konditionen!$B:$D,3,0))","v":165}]
["Kunststoff","DDFPPS","DDFPPS200","Dachdurchführung in PPs 200","Dachneigungswinkel ...°","17.ALLG",178.3,{"$f":"G1751*(1-VLOOKUP(F1751,Konditionen!$B:$D,3,0))","v":178.3}]
["Kunststoff","DDFPPS","DDFPPS225","Dachdurchführung in PPs 225","Dachneigungswinkel ...°","17.ALLG",194.1,{"$f":"G1752*(1-VLOOKUP(F1752,Konditionen!$B:$D,3,0))","v":194.1}]
["Kunststoff","DDFPPS","DDFPPS250","Dachdurchführung in PPs 250","Dachneigungswinkel ...°","17.ALLG",208.75,{"$f":"G1753*(1-VLOOKUP(F1753,Konditionen!$B:$D,3,0))","v":208.75}]
["Kunststoff","DDFPPS","DDFPPS280","Dachdurchführung in PPs 280","Dachneigungswinkel ...°","17.ALLG",224.5,{"$f":"G1754*(1-VLOOKUP(F1754,Konditionen!$B:$D,3,0))","v":224.5}]
["Kunststoff","DDFPPS","DDFPPS315","Dachdurchführung in PPs 315","Dachneigungswinkel ...°","17.ALLG",248.35,{"$f":"G1755*(1-VLOOKUP(F1755,Konditionen!$B:$D,3,0))","v":248.35}]
["Kunststoff","DDFPPS","DDFPPS355","Dachdurchführung in PPs 355","Dachneigungswinkel ...°","17.ALLG",272.14999999999998,{"$f":"G1756*(1-VLOOKUP(F1756,Konditionen!$B:$D,3,0))","v":272.14999999999998}]
["Kunststoff","DDFPPS","DDFPPS400","Dachdurchführung in PPs 400","Dachneigungswinkel ...°","17.ALLG",295.7,{"$f":"G1757*(1-VLOOKUP(F1757,Konditionen!$B:$D,3,0))","v":295.7}]
["Kunststoff","DDFPPS","DDFPPS450","Dachdurchführung in PPs 450","Dachneigungswinkel ...°","17.ALLG",409.35,{"$f":"G1758*(1-VLOOKUP(F1758,Konditionen!$B:$D,3,0))","v":409.35}]
["Kunststoff","DDFPPS","DDFPPS500","Dachdurchführung in PPs 500","Dachneigungswinkel ...°","17.ALLG",607.54999999999995,{"$f":"G1759*(1-VLOOKUP(F1759,Konditionen!$B:$D,3,0))","v":607.54999999999995}]
["Kunststoff","DDFPPS","DDFPPS560","Dachdurchführung in PPs 560","Dachneigungswinkel ...°","17.ALLG",607.54999999999995,{"$f":"G1760*(1-VLOOKUP(F1760,Konditionen!$B:$D,3,0))","v":607.54999999999995}]
["Kunststoff","DDFPPS","DDFPPS600","Dachdurchführung in PPs 600","Dachneigungswinkel ...°","17.ALLG",682.25,{"$f":"G1761*(1-VLOOKUP(F1761,Konditionen!$B:$D,3,0))","v":682.25}]
["Kunststoff","DDFPPS","DDFPPS630","Dachdurchführung in PPs 630","Dachneigungswinkel ...°","17.ALLG",729.05,{"$f":"G1762*(1-VLOOKUP(F1762,Konditionen!$B:$D,3,0))","v":729.05}]
["Kunststoff","DDFPPS","DDFPPS75","Dachdurchführung in PPs 75","Dachneigungswinkel ...°","17.ALLG",125.2,{"$f":"G1763*(1-VLOOKUP(F1763,Konditionen!$B:$D,3,0))","v":125.2}]
["Luftdurchlässe","DDZ","DDZ125","Montagesatz f. PCA/LCA  DDZ-100/125","für Montage ohne Kasten MBB nötig",70,17.399999999999999,{"$f":"G1764*(1-VLOOKUP(F1764,Konditionen!$B:$D,3,0))","v":17.399999999999999}]
["Luftdurchlässe","DDZ","DDZ160","Montagesatz f. PCA/LCA      DDZ-160","für Montage ohne Kasten MBB nötig",70,17.399999999999999,{"$f":"G1765*(1-VLOOKUP(F1765,Konditionen!$B:$D,3,0))","v":17.399999999999999}]
["Luftdurchlässe","DDZ","DDZ200","Montagesatz f. PCA/LCA      DDZ-200","für Montage ohne Kasten MBB nötig",70,17.399999999999999,{"$f":"G1766*(1-VLOOKUP(F1766,Konditionen!$B:$D,3,0))","v":17.399999999999999}]
["Luftdurchlässe","DDZ","DDZ250","Montagesatz f. PCA/LCA      DDZ-250","für Montage ohne Kasten MBB nötig",70,17.399999999999999,{"$f":"G1767*(1-VLOOKUP(F1767,Konditionen!$B:$D,3,0))","v":17.399999999999999}]
["Luftdurchlässe","DDZ","DDZ315","Montagesatz f. PCA/LCA      DDZ-315","für Montage ohne Kasten MBB nötig",70,17.399999999999999,{"$f":"G1768*(1-VLOOKUP(F1768,Konditionen!$B:$D,3,0))","v":17.399999999999999}]
["Luftdurchlässe","DDZ","DDZ400","Montagesatz f. PCA/LCA      DDZ-400","für Montage ohne Kasten MBB nötig",70,17.399999999999999,{"$f":"G1769*(1-VLOOKUP(F1769,Konditionen!$B:$D,3,0))","v":17.399999999999999}]
["Diverse","DH","DH100","Rohrkonsole      DH            100","L = 75 mm      *** Netto-Preis ***","Netto",5.2,{"$f":"G1770*(1-VLOOKUP(F1770,Konditionen!$B:$D,3,0))","v":5.2}]
["Diverse","DH","DH125","Rohrkonsole      DH            125","L = 75 mm      *** Netto-Preis ***","Netto",5.5,{"$f":"G1771*(1-VLOOKUP(F1771,Konditionen!$B:$D,3,0))","v":5.5}]
["Diverse","DH","DH140","Rohrkonsole      DH            140","*** Netto-Preis ***","Netto",6.3,{"$f":"G1772*(1-VLOOKUP(F1772,Konditionen!$B:$D,3,0))","v":6.3}]
["Diverse","DH","DH150","Rohrkonsole      DH            150","L = 75 mm      *** Netto-Preis ***","Netto",6.3,{"$f":"G1773*(1-VLOOKUP(F1773,Konditionen!$B:$D,3,0))","v":6.3}]
["Diverse","DH","DH160","Rohrkonsole      DH            160","L = 75 mm      *** Netto-Preis ***","Netto",6.2,{"$f":"G1774*(1-VLOOKUP(F1774,Konditionen!$B:$D,3,0))","v":6.2}]
["Diverse","DH","DH180","Rohrkonsole      DH            180","L = 75 mm      *** Netto-Preis ***","Netto",7.9,{"$f":"G1775*(1-VLOOKUP(F1775,Konditionen!$B:$D,3,0))","v":7.9}]
["Diverse","DH","DH200","Rohrkonsole      DH            200","L = 75 mm      *** Netto-Preis ***","Netto",7.6,{"$f":"G1776*(1-VLOOKUP(F1776,Konditionen!$B:$D,3,0))","v":7.6}]
["Diverse","DH","DH224","Rohrkonsole      DH            224","*** Netto-Preis ***","Netto",8.4,{"$f":"G1777*(1-VLOOKUP(F1777,Konditionen!$B:$D,3,0))","v":8.4}]
["Diverse","DH","DH250","Rohrkonsole      DH            250","L = 75 mm      *** Netto-Preis ***","Netto",8.1,{"$f":"G1778*(1-VLOOKUP(F1778,Konditionen!$B:$D,3,0))","v":8.1}]
["Diverse","DH","DH250100","Rohrkonsole      DH        250.100","L = 100 mm     *** Netto-Preis ***","Netto",8.4,{"$f":"G1779*(1-VLOOKUP(F1779,Konditionen!$B:$D,3,0))","v":8.4}]
["Diverse","DH","DH280","Rohrkonsole      DH            280","L = 75 mm      *** Netto-Preis ***","Netto",10.8,{"$f":"G1780*(1-VLOOKUP(F1780,Konditionen!$B:$D,3,0))","v":10.8}]
["Diverse","DH","DH300","Rohrkonsole      DH            300","L = 75 mm      *** Netto-Preis ***","Netto",10.8,{"$f":"G1781*(1-VLOOKUP(F1781,Konditionen!$B:$D,3,0))","v":10.8}]
["Diverse","DH","DH315","Rohrkonsole      DH            315","L = 75 mm      *** Netto-Preis ***","Netto",10.8,{"$f":"G1782*(1-VLOOKUP(F1782,Konditionen!$B:$D,3,0))","v":10.8}]
["Diverse","DH","DH355100","Rohrkonsole      DH         355.100","L = 100mm       *** Netto-Preis ***","Netto",13.2,{"$f":"G1783*(1-VLOOKUP(F1783,Konditionen!$B:$D,3,0))","v":13.2}]
["Diverse","DH","DH400","Rohrkonsole      DH            400","L = 75 mm      *** Netto-Preis ***","Netto",14.35,{"$f":"G1784*(1-VLOOKUP(F1784,Konditionen!$B:$D,3,0))","v":14.35}]
["Diverse","DH","DH400100","Rohrkonsole      DH            400","L = 100 mm     *** Netto-Preis ***","Netto",14.75,{"$f":"G1785*(1-VLOOKUP(F1785,Konditionen!$B:$D,3,0))","v":14.75}]
["Diverse","DH","DH450","Rohrkonsole      DH            450","*** Netto-Preis ***","Netto",17.8,{"$f":"G1786*(1-VLOOKUP(F1786,Konditionen!$B:$D,3,0))","v":17.8}]
["Diverse","DH","DH500","Rohrkonsole      DH            500","L = 75 mm      *** Netto-Preis ***","Netto",17.8,{"$f":"G1787*(1-VLOOKUP(F1787,Konditionen!$B:$D,3,0))","v":17.8}]
["Diverse","DH","DH500100","Rohrkonsole      DH            500","L = 100mm       *** Netto-Preis ***","Netto",18.45,{"$f":"G1788*(1-VLOOKUP(F1788,Konditionen!$B:$D,3,0))","v":18.45}]
["Diverse","DH","DH560","Rohrkonsole      DH            560","*** Netto-Preis ***","Netto",19.399999999999999,{"$f":"G1789*(1-VLOOKUP(F1789,Konditionen!$B:$D,3,0))","v":19.399999999999999}]
["Diverse","DH","DH600","Rohrkonsole      DH            600","*** Netto-Preis ***","Netto",23.15,{"$f":"G1790*(1-VLOOKUP(F1790,Konditionen!$B:$D,3,0))","v":23.15}]
["Diverse","DH","DH63","Rohrkonsole      DH              63","L = 75 mm       *** Netto-Preis ***","Netto",5.2,{"$f":"G1791*(1-VLOOKUP(F1791,Konditionen!$B:$D,3,0))","v":5.2}]
["Diverse","DH","DH630","Rohrkonsole      DH            630","L = 75 mm      *** Netto-Preis ***","Netto",22.5,{"$f":"G1792*(1-VLOOKUP(F1792,Konditionen!$B:$D,3,0))","v":22.5}]
["Diverse","DH","DH630100","Rohrkonsole      DH            630","L = 100 mm     *** Netto-Preis ***","Netto",23.15,{"$f":"G1793*(1-VLOOKUP(F1793,Konditionen!$B:$D,3,0))","v":23.15}]
["Diverse","DH","DH710","Rohrkonsole      DH            710","L = 75 mm      *** Netto-Preis ***","Netto",41.25,{"$f":"G1794*(1-VLOOKUP(F1794,Konditionen!$B:$D,3,0))","v":41.25}]
["Diverse","DH","DH80","Rohrkonsole      DH             80","L = 75 mm      *** Netto-Preis ***","Netto",5.2,{"$f":"G1795*(1-VLOOKUP(F1795,Konditionen!$B:$D,3,0))","v":5.2}]
["Klappen und Volumenstromregler","DIRU","DIRU100","Irisblende       DIRU          100","",30,221.15,{"$f":"G1796*(1-VLOOKUP(F1796,Konditionen!$B:$D,3,0))","v":221.15}]
["Klappen und Volumenstromregler","DIRU","DIRU125","Irisblende       DIRU          125","",30,252.55,{"$f":"G1797*(1-VLOOKUP(F1797,Konditionen!$B:$D,3,0))","v":252.55}]
["Klappen und Volumenstromregler","DIRU","DIRU150","Irisblende       DIRU          150","",30,286.8,{"$f":"G1798*(1-VLOOKUP(F1798,Konditionen!$B:$D,3,0))","v":286.8}]
["Klappen und Volumenstromregler","DIRU","DIRU160","Irisblende       DIRU          160","",30,286.8,{"$f":"G1799*(1-VLOOKUP(F1799,Konditionen!$B:$D,3,0))","v":286.8}]
["Klappen und Volumenstromregler","DIRU","DIRU200","Irisblende       DIRU          200","",30,319.8,{"$f":"G1800*(1-VLOOKUP(F1800,Konditionen!$B:$D,3,0))","v":319.8}]
["Klappen und Volumenstromregler","DIRU","DIRU250","Irisblende       DIRU          250","",30,454.5,{"$f":"G1801*(1-VLOOKUP(F1801,Konditionen!$B:$D,3,0))","v":454.5}]
["Klappen und Volumenstromregler","DIRU","DIRU300","Irisblende       DIRU          300","",30,639.6,{"$f":"G1802*(1-VLOOKUP(F1802,Konditionen!$B:$D,3,0))","v":639.6}]
["Klappen und Volumenstromregler","DIRU","DIRU315","Irisblende       DIRU          315","",30,639.6,{"$f":"G1803*(1-VLOOKUP(F1803,Konditionen!$B:$D,3,0))","v":639.6}]
["Klappen und Volumenstromregler","DIRU","DIRU400","Irisblende       DIRU          400","",30,1422,{"$f":"G1804*(1-VLOOKUP(F1804,Konditionen!$B:$D,3,0))","v":1422}]
["Klappen und Volumenstromregler","DIRU","DIRU500","Irisblende       DIRU          500","",30,2087,{"$f":"G1805*(1-VLOOKUP(F1805,Konditionen!$B:$D,3,0))","v":2087}]
["Klappen und Volumenstromregler","DIRU","DIRU630","Irisblende       DIRU          630","",30,2959,{"$f":"G1806*(1-VLOOKUP(F1806,Konditionen!$B:$D,3,0))","v":2959}]
["Klappen und Volumenstromregler","DIRU","DIRU80","Irisblende       DIRU           80","",30,221.15,{"$f":"G1807*(1-VLOOKUP(F1807,Konditionen!$B:$D,3,0))","v":221.15}]
["Kunststoff","DKKPPS","DKKPPS110","Drosselklappe in PPs DN 110","mit Konsole, Muffenmaß","17.ALLG",128.1,{"$f":"G1808*(1-VLOOKUP(F1808,Konditionen!$B:$D,3,0))","v":128.1}]
["Kunststoff","DKKPPS","DKKPPS125","Drosselklappe in PPs DN 125","mit Konsole, Muffenmaß","17.ALLG",133.44999999999999,{"$f":"G1809*(1-VLOOKUP(F1809,Konditionen!$B:$D,3,0))","v":133.44999999999999}]
["Kunststoff","DKKPPS","DKKPPS140","Drosselklappe in PPs DN 140","mit Konsole, Muffenmaß","17.ALLG",138.69999999999999,{"$f":"G1810*(1-VLOOKUP(F1810,Konditionen!$B:$D,3,0))","v":138.69999999999999}]
["Kunststoff","DKKPPS","DKKPPS160","Drosselklappe in PPs DN 160","mit Konsole, Muffenmaß","17.ALLG",146.65,{"$f":"G1811*(1-VLOOKUP(F1811,Konditionen!$B:$D,3,0))","v":146.65}]
["Kunststoff","DKKPPS","DKKPPS180","Drosselklappe in PPs DN 180","mit Konsole, Muffenmaß","17.ALLG",154.4,{"$f":"G1812*(1-VLOOKUP(F1812,Konditionen!$B:$D,3,0))","v":154.4}]
["Kunststoff","DKKPPS","DKKPPS200","Drosselklappe in PPs DN 200","mit Konsole, Muffenmaß","17.ALLG",165,{"$f":"G1813*(1-VLOOKUP(F1813,Konditionen!$B:$D,3,0))","v":165}]
["Kunststoff","DKKPPS","DKKPPS225","Drosselklappe in PPs DN 225","mit Konsole, Muffenmaß","17.ALLG",171.7,{"$f":"G1814*(1-VLOOKUP(F1814,Konditionen!$B:$D,3,0))","v":171.7}]
["Kunststoff","DKKPPS","DKKPPS250","Drosselklappe in PPs DN 250","mit Konsole, Muffenmaß","17.ALLG",190.25,{"$f":"G1815*(1-VLOOKUP(F1815,Konditionen!$B:$D,3,0))","v":190.25}]
["Kunststoff","DKKPPS","DKKPPS280","Drosselklappe in PPs DN 280","mit Konsole, Muffenmaß","17.ALLG",196.75,{"$f":"G1816*(1-VLOOKUP(F1816,Konditionen!$B:$D,3,0))","v":196.75}]
["Kunststoff","DKKPPS","DKKPPS315","Drosselklappe in PPs DN 315","mit Konsole, Muffenmaß","17.ALLG",213.9,{"$f":"G1817*(1-VLOOKUP(F1817,Konditionen!$B:$D,3,0))","v":213.9}]
["Kunststoff","DKKPPS","DKKPPS355","Drosselklappe in PPs DN 355","mit Konsole, Muffenmaß","17.ALLG",233.8,{"$f":"G1818*(1-VLOOKUP(F1818,Konditionen!$B:$D,3,0))","v":233.8}]
["Kunststoff","DKKPPS","DKKPPS400","Drosselklappe in PPs DN 400","mit Konsole, Muffenmaß","17.ALLG",249.5,{"$f":"G1819*(1-VLOOKUP(F1819,Konditionen!$B:$D,3,0))","v":249.5}]
["Kunststoff","DKKPPS","DKKPPS50","Drosselklappe in PPs DN 50","mit Konsole, Muffenmaß","17.ALLG",93.15,{"$f":"G1820*(1-VLOOKUP(F1820,Konditionen!$B:$D,3,0))","v":93.15}]
["Kunststoff","DKKPPS","DKKPPS63","Drosselklappe in PPs DN 63","mit Konsole, Muffenmaß","17.ALLG",93.15,{"$f":"G1821*(1-VLOOKUP(F1821,Konditionen!$B:$D,3,0))","v":93.15}]
["Kunststoff","DKKPPS","DKKPPS75","Drosselklappe in PPs DN 75","mit Konsole, Muffenmaß","17.ALLG",100.35,{"$f":"G1822*(1-VLOOKUP(F1822,Konditionen!$B:$D,3,0))","v":100.35}]
["Kunststoff","DKKPPS","DKKPPS90","Drosselklappe in PPs DN 90","mit Konsole, Muffenmaß","17.ALLG",106.1,{"$f":"G1823*(1-VLOOKUP(F1823,Konditionen!$B:$D,3,0))","v":106.1}]
["Kunststoff","DKPPS","DKPPS110","Drosselklappe in PPs 110","in 15° Stufen verstellbar,Muffenmaß","17.ALLG",49.35,{"$f":"G1824*(1-VLOOKUP(F1824,Konditionen!$B:$D,3,0))","v":49.35}]
["Kunststoff","DKPPS","DKPPS125","Drosselklappe in PPs 125","in 15° Stufen verstellbar,Muffenmaß","17.ALLG",53.75,{"$f":"G1825*(1-VLOOKUP(F1825,Konditionen!$B:$D,3,0))","v":53.75}]
["Kunststoff","DKPPS","DKPPS140","Drosselklappe in PPs 140","in 15° Stufen verstellbar,Muffenmaß","17.ALLG",55.2,{"$f":"G1826*(1-VLOOKUP(F1826,Konditionen!$B:$D,3,0))","v":55.2}]
["Kunststoff","DKPPS","DKPPS160","Drosselklappe in PPs 160","in 15° Stufen verstellbar,Muffenmaß","17.ALLG",56.65,{"$f":"G1827*(1-VLOOKUP(F1827,Konditionen!$B:$D,3,0))","v":56.65}]
["Kunststoff","DKPPS","DKPPS180","Drosselklappe in PPs 180","in 15° Stufen verstellbar,Muffenmaß","17.ALLG",59.7,{"$f":"G1828*(1-VLOOKUP(F1828,Konditionen!$B:$D,3,0))","v":59.7}]
["Kunststoff","DKPPS","DKPPS200","Drosselklappe in PPs 200","in 15° Stufen verstellbar,Muffenmaß","17.ALLG",65.599999999999994,{"$f":"G1829*(1-VLOOKUP(F1829,Konditionen!$B:$D,3,0))","v":65.599999999999994}]
["Kunststoff","DKPPS","DKPPS225","Drosselklappe in PPs 225","in 15° Stufen verstellbar,Muffenmaß","17.ALLG",66.849999999999994,{"$f":"G1830*(1-VLOOKUP(F1830,Konditionen!$B:$D,3,0))","v":66.849999999999994}]
["Kunststoff","DKPPS","DKPPS250","Drosselklappe in PPs 250","in 15° Stufen verstellbar,Muffenmaß","17.ALLG",71.25,{"$f":"G1831*(1-VLOOKUP(F1831,Konditionen!$B:$D,3,0))","v":71.25}]
["Kunststoff","DKPPS","DKPPS280","Drosselklappe in PPs 280","in 15° Stufen verstellbar,Muffenmaß","17.ALLG",77.099999999999994,{"$f":"G1832*(1-VLOOKUP(F1832,Konditionen!$B:$D,3,0))","v":77.099999999999994}]
["Kunststoff","DKPPS","DKPPS315","Drosselklappe in PPs 315","in 15° Stufen verstellbar,Muffenmaß","17.ALLG",80.05,{"$f":"G1833*(1-VLOOKUP(F1833,Konditionen!$B:$D,3,0))","v":80.05}]
["Kunststoff","DKPPS","DKPPS50","Drosselklappe in PPs 50","in 15° Stufen verstellbar,Muffenmaß","17.ALLG",36.25,{"$f":"G1834*(1-VLOOKUP(F1834,Konditionen!$B:$D,3,0))","v":36.25}]
["Kunststoff","DKPPS","DKPPS63","Drosselklappe in PPs 63","in 15° Stufen verstellbar,Muffenmaß","17.ALLG",42.1,{"$f":"G1835*(1-VLOOKUP(F1835,Konditionen!$B:$D,3,0))","v":42.1}]
["Kunststoff","DKPPS","DKPPS75","Drosselklappe in PPs 75","in 15° Stufen verstellbar,Muffenmaß","17.ALLG",43.6,{"$f":"G1836*(1-VLOOKUP(F1836,Konditionen!$B:$D,3,0))","v":43.6}]
["Kunststoff","DKPPS","DKPPS90","Drosselklappe in PPs 90","in 15° Stufen verstellbar,Muffenmaß","17.ALLG",48,{"$f":"G1837*(1-VLOOKUP(F1837,Konditionen!$B:$D,3,0))","v":48}]
["Kunststoff","DKSDKPPS","DKSDKPPS110","Drosselklappe stufenlos PPs 110","mit Konsole, Flanschanschluss","17.ALLG",331.55,{"$f":"G1838*(1-VLOOKUP(F1838,Konditionen!$B:$D,3,0))","v":331.55}]
["Kunststoff","DKSDKPPS","DKSDKPPS125","Drosselklappe stufenlos PPs 125","mit Konsole, Flanschanschluss","17.ALLG",343.4,{"$f":"G1839*(1-VLOOKUP(F1839,Konditionen!$B:$D,3,0))","v":343.4}]
["Kunststoff","DKSDKPPS","DKSDKPPS140","Drosselklappe stufenlos PPs 140","mit Konsole, Flanschanschluss","17.ALLG",351.35,{"$f":"G1840*(1-VLOOKUP(F1840,Konditionen!$B:$D,3,0))","v":351.35}]
["Kunststoff","DKSDKPPS","DKSDKPPS160","Drosselklappe stufenlos PPs 160","mit Konsole, Flanschanschluss","17.ALLG",367.15,{"$f":"G1841*(1-VLOOKUP(F1841,Konditionen!$B:$D,3,0))","v":367.15}]
["Kunststoff","DKSDKPPS","DKSDKPPS180","Drosselklappe stufenlos PPs 180","mit Konsole, Flanschanschluss","17.ALLG",385.7,{"$f":"G1842*(1-VLOOKUP(F1842,Konditionen!$B:$D,3,0))","v":385.7}]
["Kunststoff","DKSDKPPS","DKSDKPPS200","Drosselklappe stufenlos PPs 200","mit Konsole, Flanschanschluss","17.ALLG",396.3,{"$f":"G1843*(1-VLOOKUP(F1843,Konditionen!$B:$D,3,0))","v":396.3}]
["Kunststoff","DKSDKPPS","DKSDKPPS225","Drosselklappe stufenlos PPs 225","mit Konsole, Flanschanschluss","17.ALLG",429.25,{"$f":"G1844*(1-VLOOKUP(F1844,Konditionen!$B:$D,3,0))","v":429.25}]
["Kunststoff","DKSDKPPS","DKSDKPPS250","Drosselklappe stufenlos PPs 250","mit Konsole, Flanschanschluss","17.ALLG",443.85,{"$f":"G1845*(1-VLOOKUP(F1845,Konditionen!$B:$D,3,0))","v":443.85}]
["Kunststoff","DKSDKPPS","DKSDKPPS280","Drosselklappe stufenlos PPs 280","mit Konsole, Flanschanschluss","17.ALLG",464.9,{"$f":"G1846*(1-VLOOKUP(F1846,Konditionen!$B:$D,3,0))","v":464.9}]
["Kunststoff","DKSDKPPS","DKSDKPPS315","Drosselklappe stufenlos PPs 315","mit Konsole, Flanschanschluss","17.ALLG",495.35,{"$f":"G1847*(1-VLOOKUP(F1847,Konditionen!$B:$D,3,0))","v":495.35}]
["Kunststoff","DKSDPPS","DKSDPPS110","Drosselklappe stufenlos PPs 110","nach DIN 1946-4, Flanschanschluss","17.ALLG",277.39999999999998,{"$f":"G1848*(1-VLOOKUP(F1848,Konditionen!$B:$D,3,0))","v":277.39999999999998}]
["Kunststoff","DKSDPPS","DKSDPPS125","Drosselklappe stufenlos PPs 125","nach DIN 1946-4, Flanschanschluss","17.ALLG",289.10000000000002,{"$f":"G1849*(1-VLOOKUP(F1849,Konditionen!$B:$D,3,0))","v":289.10000000000002}]
["Kunststoff","DKSDPPS","DKSDPPS140","Drosselklappe stufenlos PPs 140","nach DIN 1946-4, Flanschanschluss","17.ALLG",295.7,{"$f":"G1850*(1-VLOOKUP(F1850,Konditionen!$B:$D,3,0))","v":295.7}]
["Kunststoff","DKSDPPS","DKSDPPS160","Drosselklappe stufenlos PPs 160","nach DIN 1946-4, Flanschanschluss","17.ALLG",313,{"$f":"G1851*(1-VLOOKUP(F1851,Konditionen!$B:$D,3,0))","v":313}]
["Kunststoff","DKSDPPS","DKSDPPS180","Drosselklappe stufenlos PPs 180","nach DIN 1946-4, Flanschanschluss","17.ALLG",330.2,{"$f":"G1852*(1-VLOOKUP(F1852,Konditionen!$B:$D,3,0))","v":330.2}]
["Kunststoff","DKSDPPS","DKSDPPS200","Drosselklappe stufenlos PPs 200","nach DIN 1946-4, Flanschanschluss","17.ALLG",342,{"$f":"G1853*(1-VLOOKUP(F1853,Konditionen!$B:$D,3,0))","v":342}]
["Kunststoff","DKSDPPS","DKSDPPS225","Drosselklappe stufenlos PPs 225","nach DIN 1946-4, Flanschanschluss","17.ALLG",375.1,{"$f":"G1854*(1-VLOOKUP(F1854,Konditionen!$B:$D,3,0))","v":375.1}]
["Kunststoff","DKSDPPS","DKSDPPS250","Drosselklappe stufenlos PPs 250","nach DIN 1946-4, Flanschanschluss","17.ALLG",388.2,{"$f":"G1855*(1-VLOOKUP(F1855,Konditionen!$B:$D,3,0))","v":388.2}]
["Kunststoff","DKSDPPS","DKSDPPS280","Drosselklappe stufenlos PPs 280","nach DIN 1946-4, Flanschanschluss","17.ALLG",409.35,{"$f":"G1856*(1-VLOOKUP(F1856,Konditionen!$B:$D,3,0))","v":409.35}]
["Kunststoff","DKSDPPS","DKSDPPS315","Drosselklappe stufenlos PPs 315","nach DIN 1946-4, Flanschanschluss","17.ALLG",441,{"$f":"G1857*(1-VLOOKUP(F1857,Konditionen!$B:$D,3,0))","v":441}]
["Kunststoff","DKSKVPPS","DKSKVPPS110","Drosselklappe m. Konsole PPs 110","verstärkt, Flanschanschluss","17.ALLG",249.6,{"$f":"G1858*(1-VLOOKUP(F1858,Konditionen!$B:$D,3,0))","v":249.6}]
["Kunststoff","DKSKVPPS","DKSKVPPS125","Drosselklappe m. Konsole PPs 125","verstärkt, Flanschanschluss","17.ALLG",260.2,{"$f":"G1859*(1-VLOOKUP(F1859,Konditionen!$B:$D,3,0))","v":260.2}]
["Kunststoff","DKSKVPPS","DKSKVPPS140","Drosselklappe m. Konsole PPs 140","verstärkt, Flanschanschluss","17.ALLG",269.39999999999998,{"$f":"G1860*(1-VLOOKUP(F1860,Konditionen!$B:$D,3,0))","v":269.39999999999998}]
["Kunststoff","DKSKVPPS","DKSKVPPS160","Drosselklappe m. Konsole PPs 160","verstärkt, Flanschanschluss","17.ALLG",285.35000000000002,{"$f":"G1861*(1-VLOOKUP(F1861,Konditionen!$B:$D,3,0))","v":285.35000000000002}]
["Kunststoff","DKSKVPPS","DKSKVPPS180","Drosselklappe m. Konsole PPs 180","verstärkt, Flanschanschluss","17.ALLG",301.25,{"$f":"G1862*(1-VLOOKUP(F1862,Konditionen!$B:$D,3,0))","v":301.25}]
["Kunststoff","DKSKVPPS","DKSKVPPS200","Drosselklappe m. Konsole PPs 200","verstärkt, Flanschanschluss","17.ALLG",313,{"$f":"G1863*(1-VLOOKUP(F1863,Konditionen!$B:$D,3,0))","v":313}]
["Kunststoff","DKSKVPPS","DKSKVPPS225","Drosselklappe m. Konsole PPs 225","verstärkt, Flanschanschluss","17.ALLG",331.55,{"$f":"G1864*(1-VLOOKUP(F1864,Konditionen!$B:$D,3,0))","v":331.55}]
["Kunststoff","DKSKVPPS","DKSKVPPS250","Drosselklappe m. Konsole PPs 250","verstärkt, Flanschanschluss","17.ALLG",346.1,{"$f":"G1865*(1-VLOOKUP(F1865,Konditionen!$B:$D,3,0))","v":346.1}]
["Kunststoff","DKSKVPPS","DKSKVPPS280","Drosselklappe m. Konsole PPs 280","verstärkt, Flanschanschluss","17.ALLG",368.5,{"$f":"G1866*(1-VLOOKUP(F1866,Konditionen!$B:$D,3,0))","v":368.5}]
["Kunststoff","DKSKVPPS","DKSKVPPS315","Drosselklappe m. Konsole PPs 315","verstärkt, Flanschanschluss","17.ALLG",394.9,{"$f":"G1867*(1-VLOOKUP(F1867,Konditionen!$B:$D,3,0))","v":394.9}]
["Kunststoff","DKSPPS","DKSPPS110","Drosselklappe in PPs 110","stufenlos, Muffenmaß","17.ALLG",72.8,{"$f":"G1868*(1-VLOOKUP(F1868,Konditionen!$B:$D,3,0))","v":72.8}]
["Kunststoff","DKSPPS","DKSPPS125","Drosselklappe in PPs 125","stufenlos, Muffenmaß","17.ALLG",75.55,{"$f":"G1869*(1-VLOOKUP(F1869,Konditionen!$B:$D,3,0))","v":75.55}]
["Kunststoff","DKSPPS","DKSPPS140","Drosselklappe in PPs 140","stufenlos, Muffenmaß","17.ALLG",77.099999999999994,{"$f":"G1870*(1-VLOOKUP(F1870,Konditionen!$B:$D,3,0))","v":77.099999999999994}]
["Kunststoff","DKSPPS","DKSPPS160","Drosselklappe in PPs 160","stufenlos, Muffenmaß","17.ALLG",77.099999999999994,{"$f":"G1871*(1-VLOOKUP(F1871,Konditionen!$B:$D,3,0))","v":77.099999999999994}]
["Kunststoff","DKSPPS","DKSPPS180","Drosselklappe in PPs 180","stufenlos, Muffenmaß","17.ALLG",85.8,{"$f":"G1872*(1-VLOOKUP(F1872,Konditionen!$B:$D,3,0))","v":85.8}]
["Kunststoff","DKSPPS","DKSPPS200","Drosselklappe in PPs 200","stufenlos, Muffenmaß","17.ALLG",87.35,{"$f":"G1873*(1-VLOOKUP(F1873,Konditionen!$B:$D,3,0))","v":87.35}]
["Kunststoff","DKSPPS","DKSPPS225","Drosselklappe in PPs 225","stufenlos, Muffenmaß","17.ALLG",96.05,{"$f":"G1874*(1-VLOOKUP(F1874,Konditionen!$B:$D,3,0))","v":96.05}]
["Kunststoff","DKSPPS","DKSPPS250","Drosselklappe in PPs 250","stufenlos, Muffenmaß","17.ALLG",97.4,{"$f":"G1875*(1-VLOOKUP(F1875,Konditionen!$B:$D,3,0))","v":97.4}]
["Kunststoff","DKSPPS","DKSPPS280","Drosselklappe in PPs 280","stufenlos, Muffenmaß","17.ALLG",104.75,{"$f":"G1876*(1-VLOOKUP(F1876,Konditionen!$B:$D,3,0))","v":104.75}]
["Kunststoff","DKSPPS","DKSPPS315","Drosselklappe in PPs 315","stufenlos, Muffenmaß","17.ALLG",110.5,{"$f":"G1877*(1-VLOOKUP(F1877,Konditionen!$B:$D,3,0))","v":110.5}]
["Kunststoff","DKSPPS","DKSPPS355","Drosselklappe in PPs 355","stufenlos, Muffenmaß","17.ALLG",123.8,{"$f":"G1878*(1-VLOOKUP(F1878,Konditionen!$B:$D,3,0))","v":123.8}]
["Kunststoff","DKSPPS","DKSPPS400","Drosselklappe in PPs 400","stufenlos, Muffenmaß","17.ALLG",133.44999999999999,{"$f":"G1879*(1-VLOOKUP(F1879,Konditionen!$B:$D,3,0))","v":133.44999999999999}]
["Kunststoff","DKSPPS","DKSPPS450","Drosselklappe in PPs 450","stufenlos, Muffenmaß","17.ALLG",565.25,{"$f":"G1880*(1-VLOOKUP(F1880,Konditionen!$B:$D,3,0))","v":565.25}]
["Kunststoff","DKSPPS","DKSPPS50","Drosselklappe in PPs 50","stufenlos, Muffenmaß","17.ALLG",46.4,{"$f":"G1881*(1-VLOOKUP(F1881,Konditionen!$B:$D,3,0))","v":46.4}]
["Kunststoff","DKSPPS","DKSPPS500","Drosselklappe in PPs 500","stufenlos, Muffenmaß","17.ALLG",608.95000000000005,{"$f":"G1882*(1-VLOOKUP(F1882,Konditionen!$B:$D,3,0))","v":608.95000000000005}]
["Kunststoff","DKSPPS","DKSPPS560","Drosselklappe in PPs 560","stufenlos, Muffenmaß","17.ALLG",744.9,{"$f":"G1883*(1-VLOOKUP(F1883,Konditionen!$B:$D,3,0))","v":744.9}]
["Kunststoff","DKSPPS","DKSPPS600","Drosselklappe in PPs 600","stufenlos, Muffenmaß","17.ALLG",779.25,{"$f":"G1884*(1-VLOOKUP(F1884,Konditionen!$B:$D,3,0))","v":779.25}]
["Kunststoff","DKSPPS","DKSPPS63","Drosselklappe in PPs 63","stufenlos, Muffenmaß","17.ALLG",52.25,{"$f":"G1885*(1-VLOOKUP(F1885,Konditionen!$B:$D,3,0))","v":52.25}]
["Kunststoff","DKSPPS","DKSPPS630","Drosselklappe in PPs 630","stufenlos, Muffenmaß","17.ALLG",865.15,{"$f":"G1886*(1-VLOOKUP(F1886,Konditionen!$B:$D,3,0))","v":865.15}]
["Kunststoff","DKSPPS","DKSPPS75","Drosselklappe in PPs 75","stufenlos, Muffenmaß","17.ALLG",59.7,{"$f":"G1887*(1-VLOOKUP(F1887,Konditionen!$B:$D,3,0))","v":59.7}]
["Kunststoff","DKSPPS","DKSPPS90","Drosselklappe in PPs 90","stufenlos, Muffenmaß","17.ALLG",66.849999999999994,{"$f":"G1888*(1-VLOOKUP(F1888,Konditionen!$B:$D,3,0))","v":66.849999999999994}]
["Kunststoff","DKSVPPS","DKSVPPS110","Drosselklappe stufenlos PPs 110","verstärkt, Flanschanschluss","17.ALLG",196.75,{"$f":"G1889*(1-VLOOKUP(F1889,Konditionen!$B:$D,3,0))","v":196.75}]
["Kunststoff","DKSVPPS","DKSVPPS125","Drosselklappe stufenlos PPs 125","verstärkt, Flanschanschluss","17.ALLG",207.3,{"$f":"G1890*(1-VLOOKUP(F1890,Konditionen!$B:$D,3,0))","v":207.3}]
["Kunststoff","DKSVPPS","DKSVPPS140","Drosselklappe stufenlos PPs 140","verstärkt, Flanschanschluss","17.ALLG",216.5,{"$f":"G1891*(1-VLOOKUP(F1891,Konditionen!$B:$D,3,0))","v":216.5}]
["Kunststoff","DKSVPPS","DKSVPPS160","Drosselklappe stufenlos PPs 160","verstärkt, Flanschanschluss","17.ALLG",232.55,{"$f":"G1892*(1-VLOOKUP(F1892,Konditionen!$B:$D,3,0))","v":232.55}]
["Kunststoff","DKSVPPS","DKSVPPS180","Drosselklappe stufenlos PPs 180","verstärkt, Flanschanschluss","17.ALLG",248.35,{"$f":"G1893*(1-VLOOKUP(F1893,Konditionen!$B:$D,3,0))","v":248.35}]
["Kunststoff","DKSVPPS","DKSVPPS200","Drosselklappe stufenlos PPs 200","verstärkt, Flanschanschluss","17.ALLG",260.10000000000002,{"$f":"G1894*(1-VLOOKUP(F1894,Konditionen!$B:$D,3,0))","v":260.10000000000002}]
["Kunststoff","DKSVPPS","DKSVPPS225","Drosselklappe stufenlos PPs 225","verstärkt, Flanschanschluss","17.ALLG",278.64999999999998,{"$f":"G1895*(1-VLOOKUP(F1895,Konditionen!$B:$D,3,0))","v":278.64999999999998}]
["Kunststoff","DKSVPPS","DKSVPPS250","Drosselklappe stufenlos PPs 250","verstärkt, Flanschanschluss","17.ALLG",293.2,{"$f":"G1896*(1-VLOOKUP(F1896,Konditionen!$B:$D,3,0))","v":293.2}]
["Kunststoff","DKSVPPS","DKSVPPS280","Drosselklappe stufenlos PPs 280","verstärkt, Flanschanschluss","17.ALLG",315.60000000000002,{"$f":"G1897*(1-VLOOKUP(F1897,Konditionen!$B:$D,3,0))","v":315.60000000000002}]
["Kunststoff","DKSVPPS","DKSVPPS315","Drosselklappe stufenlos PPs 315","verstärkt, Flanschanschluss","17.ALLG",342,{"$f":"G1898*(1-VLOOKUP(F1898,Konditionen!$B:$D,3,0))","v":342}]
["Kunststoff","DKSVPPS","DKSVPPS355","Drosselklappe stufenlos PPs 355","verstärkt, Flanschanschluss","17.ALLG",369.65,{"$f":"G1899*(1-VLOOKUP(F1899,Konditionen!$B:$D,3,0))","v":369.65}]
["Kunststoff","DKSVPPS","DKSVPPS400","Drosselklappe stufenlos PPs 400","verstärkt, Flanschanschluss","17.ALLG",637.5,{"$f":"G1900*(1-VLOOKUP(F1900,Konditionen!$B:$D,3,0))","v":637.5}]
["Luftdurchlässe","DKZ","DKZ125","Montagesatz f. PKA/LKA  DKZ-100/125","für Montage ohne Kasten MBB nötig",70,17.399999999999999,{"$f":"G1901*(1-VLOOKUP(F1901,Konditionen!$B:$D,3,0))","v":17.399999999999999}]
["Luftdurchlässe","DKZ","DKZ160","Montagesatz f. PKA/LKA      DKZ-160","für Montage ohne Kasten MBB nötig",70,17.399999999999999,{"$f":"G1902*(1-VLOOKUP(F1902,Konditionen!$B:$D,3,0))","v":17.399999999999999}]
["Luftdurchlässe","DKZ","DKZ200","Montagesatz f. PKA/LKA      DKZ-200","für Montage ohne Kasten MBB nötig",70,17.399999999999999,{"$f":"G1903*(1-VLOOKUP(F1903,Konditionen!$B:$D,3,0))","v":17.399999999999999}]
["Luftdurchlässe","DKZ","DKZ250","Montagesatz f. PKA/LKA      DKZ-250","für Montage ohne Kasten MBB nötig",70,17.399999999999999,{"$f":"G1904*(1-VLOOKUP(F1904,Konditionen!$B:$D,3,0))","v":17.399999999999999}]
["Luftdurchlässe","DKZ","DKZ315","Montagesatz f. PKA/LKA      DKZ-315","für Montage ohne Kasten MBB nötig",70,17.399999999999999,{"$f":"G1905*(1-VLOOKUP(F1905,Konditionen!$B:$D,3,0))","v":17.399999999999999}]
["Luftdurchlässe","DKZ","DKZ400","Montagesatz f. PKA/LKA      DKZ-400","für Montage ohne Kasten MBB nötig",70,17.399999999999999,{"$f":"G1906*(1-VLOOKUP(F1906,Konditionen!$B:$D,3,0))","v":17.399999999999999}]
["Fflexible Rohre","DRATMFU","DRATMFU1001000","Flex-Verbinder DRATMFU     100.1000","",11,51.65,{"$f":"G1907*(1-VLOOKUP(F1907,Konditionen!$B:$D,3,0))","v":51.65}]
["Fflexible Rohre","DRATMFU","DRATMFU1001500","Flex-Verbinder DRATMFU     100.1500","",11,62.65,{"$f":"G1908*(1-VLOOKUP(F1908,Konditionen!$B:$D,3,0))","v":62.65}]
["Fflexible Rohre","DRATMFU","DRATMFU100500","Flex-Verbinder DRATMFU     100.500","",11,41.7,{"$f":"G1909*(1-VLOOKUP(F1909,Konditionen!$B:$D,3,0))","v":41.7}]
["Fflexible Rohre","DRATMFU","DRATMFU1251000","Flex-Verbinder DRATMFU     125.1000","",11,64.95,{"$f":"G1910*(1-VLOOKUP(F1910,Konditionen!$B:$D,3,0))","v":64.95}]
["Fflexible Rohre","DRATMFU","DRATMFU1251500","Flex-Verbinder DRATMFU     125.1500","",11,75.3,{"$f":"G1911*(1-VLOOKUP(F1911,Konditionen!$B:$D,3,0))","v":75.3}]
["Fflexible Rohre","DRATMFU","DRATMFU125500","Flex-Verbinder DRATMFU     125.500","",11,44.4,{"$f":"G1912*(1-VLOOKUP(F1912,Konditionen!$B:$D,3,0))","v":44.4}]
["Fflexible Rohre","DRATMFU","DRATMFU1601000","Flex-Verbinder DRATMFU     160.1000","",11,75.55,{"$f":"G1913*(1-VLOOKUP(F1913,Konditionen!$B:$D,3,0))","v":75.55}]
["Fflexible Rohre","DRATMFU","DRATMFU1601500","Flex-Verbinder DRATMFU     160.1500","",11,87.9,{"$f":"G1914*(1-VLOOKUP(F1914,Konditionen!$B:$D,3,0))","v":87.9}]
["Fflexible Rohre","DRATMFU","DRATMFU160500","Flex-Verbinder DRATMFU     160.500","",11,52.4,{"$f":"G1915*(1-VLOOKUP(F1915,Konditionen!$B:$D,3,0))","v":52.4}]
["Fflexible Rohre","DRATMFU","DRATMFU2001000","Flex-Verbinder DRATMFU     200.1000","",11,78.05,{"$f":"G1916*(1-VLOOKUP(F1916,Konditionen!$B:$D,3,0))","v":78.05}]
["Fflexible Rohre","DRATMFU","DRATMFU2001500","Flex-Verbinder DRATMFU     200.1500","",11,88.4,{"$f":"G1917*(1-VLOOKUP(F1917,Konditionen!$B:$D,3,0))","v":88.4}]
["Fflexible Rohre","DRATMFU","DRATMFU200500","Flex-Verbinder DRATMFU     200.500","",11,68.3,{"$f":"G1918*(1-VLOOKUP(F1918,Konditionen!$B:$D,3,0))","v":68.3}]
["Fflexible Rohre","DRATMFU","DRATMFU2501000","Flex-Verbinder DRATMFU     250.1000","",11,106.95,{"$f":"G1919*(1-VLOOKUP(F1919,Konditionen!$B:$D,3,0))","v":106.95}]
["Fflexible Rohre","DRATMFU","DRATMFU2501500","Flex-Verbinder DRATMFU     250.1500","",11,120.45,{"$f":"G1920*(1-VLOOKUP(F1920,Konditionen!$B:$D,3,0))","v":120.45}]
["Fflexible Rohre","DRATMFU","DRATMFU250500","Flex-Verbinder DRATMFU     250.500","",11,88.6,{"$f":"G1921*(1-VLOOKUP(F1921,Konditionen!$B:$D,3,0))","v":88.6}]
["Fflexible Rohre","DRATMFU","DRATMFU3151000","Flex-Verbinder DRATMFU     315.1000","",11,125.5,{"$f":"G1922*(1-VLOOKUP(F1922,Konditionen!$B:$D,3,0))","v":125.5}]
["Fflexible Rohre","DRATMFU","DRATMFU3151500","Flex-Verbinder DRATMFU     315.1500","",11,148.55000000000001,{"$f":"G1923*(1-VLOOKUP(F1923,Konditionen!$B:$D,3,0))","v":148.55000000000001}]
["Fflexible Rohre","DRATMFU","DRATMFU315500","Flex-Verbinder DRATMFU     315.500","",11,102.65,{"$f":"G1924*(1-VLOOKUP(F1924,Konditionen!$B:$D,3,0))","v":102.65}]
["Fflexible Rohre","DRATMFU","DRATMFU801000","Flex-Verbinder DRATMFU      80.1000","",11,51.65,{"$f":"G1925*(1-VLOOKUP(F1925,Konditionen!$B:$D,3,0))","v":51.65}]
["Fflexible Rohre","DRATMFU","DRATMFU801500","Flex-Verbinder DRATMFU      80.1500","",11,63.35,{"$f":"G1926*(1-VLOOKUP(F1926,Konditionen!$B:$D,3,0))","v":63.35}]
["Fflexible Rohre","DRATMFU","DRATMFU80500","Flex-Verbinder DRATMFU      80.500","",11,38.35,{"$f":"G1927*(1-VLOOKUP(F1927,Konditionen!$B:$D,3,0))","v":38.35}]
["Diverse","DRHTG","DRHTG","Handhebel DRHTG","für DSU / TVTU / DRU / DTU","Netto",4.9000000000000004,{"$f":"G1928*(1-VLOOKUP(F1928,Konditionen!$B:$D,3,0))","v":4.9000000000000004}]
["Klappen und Volumenstromregler","DRU","DRU100","Regulierklappe   DRU           100","",30,59.2,{"$f":"G1929*(1-VLOOKUP(F1929,Konditionen!$B:$D,3,0))","v":59.2}]
["Klappen und Volumenstromregler","DRU","DRU1000","Regulierklappe   DRU           1000","",30,812.05,{"$f":"G1930*(1-VLOOKUP(F1930,Konditionen!$B:$D,3,0))","v":812.05}]
["Klappen und Volumenstromregler","DRU","DRU112","Regulierklappe   DRU           112","",30,67.650000000000006,{"$f":"G1931*(1-VLOOKUP(F1931,Konditionen!$B:$D,3,0))","v":67.650000000000006}]
["Klappen und Volumenstromregler","DRU","DRU125","Regulierklappe   DRU           125","",30,67.650000000000006,{"$f":"G1932*(1-VLOOKUP(F1932,Konditionen!$B:$D,3,0))","v":67.650000000000006}]
["Klappen und Volumenstromregler","DRU","DRU140","Regulierklappe   DRU           140","",30,73.650000000000006,{"$f":"G1933*(1-VLOOKUP(F1933,Konditionen!$B:$D,3,0))","v":73.650000000000006}]
["Klappen und Volumenstromregler","DRU","DRU150","Regulierklappe   DRU           150","",30,73.650000000000006,{"$f":"G1934*(1-VLOOKUP(F1934,Konditionen!$B:$D,3,0))","v":73.650000000000006}]
["Klappen und Volumenstromregler","DRU","DRU160","Regulierklappe   DRU           160","",30,73.650000000000006,{"$f":"G1935*(1-VLOOKUP(F1935,Konditionen!$B:$D,3,0))","v":73.650000000000006}]
["Klappen und Volumenstromregler","DRU","DRU180","Regulierklappe   DRU           180","",30,82.35,{"$f":"G1936*(1-VLOOKUP(F1936,Konditionen!$B:$D,3,0))","v":82.35}]
["Klappen und Volumenstromregler","DRU","DRU200","Regulierklappe   DRU           200","",30,82.35,{"$f":"G1937*(1-VLOOKUP(F1937,Konditionen!$B:$D,3,0))","v":82.35}]
["Klappen und Volumenstromregler","DRU","DRU224","Regulierklappe   DRU           224","",30,90.4,{"$f":"G1938*(1-VLOOKUP(F1938,Konditionen!$B:$D,3,0))","v":90.4}]
["Klappen und Volumenstromregler","DRU","DRU250","Regulierklappe   DRU           250","",30,90.4,{"$f":"G1939*(1-VLOOKUP(F1939,Konditionen!$B:$D,3,0))","v":90.4}]
["Klappen und Volumenstromregler","DRU","DRU280","Regulierklappe   DRU           280","",30,111.25,{"$f":"G1940*(1-VLOOKUP(F1940,Konditionen!$B:$D,3,0))","v":111.25}]
["Klappen und Volumenstromregler","DRU","DRU300","Regulierklappe   DRU           300","",30,111.25,{"$f":"G1941*(1-VLOOKUP(F1941,Konditionen!$B:$D,3,0))","v":111.25}]
["Klappen und Volumenstromregler","DRU","DRU315","Regulierklappe   DRU           315","",30,118.25,{"$f":"G1942*(1-VLOOKUP(F1942,Konditionen!$B:$D,3,0))","v":118.25}]
["Klappen und Volumenstromregler","DRU","DRU355","Regulierklappe   DRU           355","",30,132.19999999999999,{"$f":"G1943*(1-VLOOKUP(F1943,Konditionen!$B:$D,3,0))","v":132.19999999999999}]
["Klappen und Volumenstromregler","DRU","DRU400","Regulierklappe   DRU           400","",30,160.4,{"$f":"G1944*(1-VLOOKUP(F1944,Konditionen!$B:$D,3,0))","v":160.4}]
["Klappen und Volumenstromregler","DRU","DRU450","Regulierklappe   DRU           450","",30,216.85,{"$f":"G1945*(1-VLOOKUP(F1945,Konditionen!$B:$D,3,0))","v":216.85}]
["Klappen und Volumenstromregler","DRU","DRU500","Regulierklappe   DRU           500","",30,245.1,{"$f":"G1946*(1-VLOOKUP(F1946,Konditionen!$B:$D,3,0))","v":245.1}]
["Klappen und Volumenstromregler","DRU","DRU560","Regulierklappe   DRU           560","",30,291.2,{"$f":"G1947*(1-VLOOKUP(F1947,Konditionen!$B:$D,3,0))","v":291.2}]
["Klappen und Volumenstromregler","DRU","DRU600","Regulierklappe   DRU           600","",30,317.8,{"$f":"G1948*(1-VLOOKUP(F1948,Konditionen!$B:$D,3,0))","v":317.8}]
["Klappen und Volumenstromregler","DRU","DRU630","Regulierklappe   DRU           630","",30,357.85,{"$f":"G1949*(1-VLOOKUP(F1949,Konditionen!$B:$D,3,0))","v":357.85}]
["Klappen und Volumenstromregler","DRU","DRU710","Regulierklappe   DRU           710","",30,436.6,{"$f":"G1950*(1-VLOOKUP(F1950,Konditionen!$B:$D,3,0))","v":436.6}]
["Klappen und Volumenstromregler","DRU","DRU80","Regulierklappe   DRU           80","",30,57.2,{"$f":"G1951*(1-VLOOKUP(F1951,Konditionen!$B:$D,3,0))","v":57.2}]
["Klappen und Volumenstromregler","DRU","DRU800","Regulierklappe   DRU           800","",30,585.04999999999995,{"$f":"G1952*(1-VLOOKUP(F1952,Konditionen!$B:$D,3,0))","v":585.04999999999995}]
["Klappen und Volumenstromregler","DRU","DRU900","Regulierklappe   DRU           900","",30,667.8,{"$f":"G1953*(1-VLOOKUP(F1953,Konditionen!$B:$D,3,0))","v":667.8}]
["Luftdurchlässe","DRZ","DRZ125","Regulierklappe          DRZ-100/125","",70,15.3,{"$f":"G1954*(1-VLOOKUP(F1954,Konditionen!$B:$D,3,0))","v":15.3}]
["Luftdurchlässe","DRZ","DRZ160","Regulierklappe              DRZ-160","",70,18.55,{"$f":"G1955*(1-VLOOKUP(F1955,Konditionen!$B:$D,3,0))","v":18.55}]
["Luftdurchlässe","DRZ","DRZ200","Regulierklappe              DRZ-200","",70,20.3,{"$f":"G1956*(1-VLOOKUP(F1956,Konditionen!$B:$D,3,0))","v":20.3}]
["Luftdurchlässe","DRZ","DRZ250","Regulierklappe              DRZ-250","",70,22.75,{"$f":"G1957*(1-VLOOKUP(F1957,Konditionen!$B:$D,3,0))","v":22.75}]
["Luftdurchlässe","DRZ","DRZ315","Regulierklappe              DRZ-315","",70,27.15,{"$f":"G1958*(1-VLOOKUP(F1958,Konditionen!$B:$D,3,0))","v":27.15}]
["Luftdurchlässe","DRZ","DRZ400","Regulierklappe              DRZ-400","",70,33.5,{"$f":"G1959*(1-VLOOKUP(F1959,Konditionen!$B:$D,3,0))","v":33.5}]
["Luftdurchlässe","DR24S","DR24S300100","Wandauslaß           DR24-S-300x100","mit einstell. Lamellen     RAL 9010",70,106.1,{"$f":"G1960*(1-VLOOKUP(F1960,Konditionen!$B:$D,3,0))","v":106.1}]
["Luftdurchlässe","DR24S","DR24S400150","Wandauslaß           DR24-S-400x150","mit einstell. Lamellen     RAL 9010",70,124,{"$f":"G1961*(1-VLOOKUP(F1961,Konditionen!$B:$D,3,0))","v":124}]
["Luftdurchlässe","DR24S","DR24S500150","Wandauslaß           DR24-S-500x150","mit einstell. Lamellen     RAL 9010",70,133.25,{"$f":"G1962*(1-VLOOKUP(F1962,Konditionen!$B:$D,3,0))","v":133.25}]
["Luftdurchlässe","DR24S","DR24S500200","Wandauslaß           DR24-S-500x200","mit einstell. Lamellen     RAL 9010",70,142.44999999999999,{"$f":"G1963*(1-VLOOKUP(F1963,Konditionen!$B:$D,3,0))","v":142.44999999999999}]
["Luftdurchlässe","DR24S","DR24S500300","Wandauslaß           DR24-S-500x300","mit einstell. Lamellen     RAL 9010",70,165.8,{"$f":"G1964*(1-VLOOKUP(F1964,Konditionen!$B:$D,3,0))","v":165.8}]
["Lindab Isol","DSUI","DSUI25100","Drosselklappe    DSUI 25 Isol  100","25mm Isolierung",65,106.2,{"$f":"G1965*(1-VLOOKUP(F1965,Konditionen!$B:$D,3,0))","v":106.2}]
["Lindab Isol","DSUI","DSUI25125","Drosselklappe    DSUI 25 Isol  125","25mm Isolierung",65,111.45,{"$f":"G1966*(1-VLOOKUP(F1966,Konditionen!$B:$D,3,0))","v":111.45}]
["Lindab Isol","DSUI","DSUI25150","Drosselklappe    DSUI 25 Isol  150","25mm Isolierung",65,117.65,{"$f":"G1967*(1-VLOOKUP(F1967,Konditionen!$B:$D,3,0))","v":117.65}]
["Lindab Isol","DSUI","DSUI25200","Drosselklappe    DSUI 25 Isol  200","25mm Isolierung",65,153.9,{"$f":"G1968*(1-VLOOKUP(F1968,Konditionen!$B:$D,3,0))","v":153.9}]
["Lindab Isol","DSUI","DSUI25250","Drosselklappe    DSUI 25 Isol  250","25mm Isolierung",65,163.85,{"$f":"G1969*(1-VLOOKUP(F1969,Konditionen!$B:$D,3,0))","v":163.85}]
["Lindab Isol","DSUI","DSUI25300","Drosselklappe    DSUI 25 Isol  300","25mm Isolierung",65,193.25,{"$f":"G1970*(1-VLOOKUP(F1970,Konditionen!$B:$D,3,0))","v":193.25}]
["Lindab Isol","DSUI","DSUI25355","Drosselklappe    DSUI 25 Isol  355","25mm Isolierung",65,206.9,{"$f":"G1971*(1-VLOOKUP(F1971,Konditionen!$B:$D,3,0))","v":206.9}]
["Lindab Isol","DSUI","DSUI25400","Drosselklappe    DSUI 25 Isol  400","25mm Isolierung",65,233.2,{"$f":"G1972*(1-VLOOKUP(F1972,Konditionen!$B:$D,3,0))","v":233.2}]
["Lindab Isol","DSUI","DSUI25450","Drosselklappe    DSUI 25 Isol  450","25mm Isolierung",65,303.8,{"$f":"G1973*(1-VLOOKUP(F1973,Konditionen!$B:$D,3,0))","v":303.8}]
["Lindab Isol","DSUI","DSUI25500","Drosselklappe    DSUI 25 Isol  500","25mm Isolierung",65,320.85000000000002,{"$f":"G1974*(1-VLOOKUP(F1974,Konditionen!$B:$D,3,0))","v":320.85000000000002}]
["Lindab Isol","DSUI","DSUI50100","Drosselklappe    DSUI 50 Isol  100","50mm Isolierung",65,128.55000000000001,{"$f":"G1975*(1-VLOOKUP(F1975,Konditionen!$B:$D,3,0))","v":128.55000000000001}]
["Lindab Isol","DSUI","DSUI50125","Drosselklappe    DSUI 50 Isol  125","50mm Isolierung",65,132.94999999999999,{"$f":"G1976*(1-VLOOKUP(F1976,Konditionen!$B:$D,3,0))","v":132.94999999999999}]
["Lindab Isol","DSUI","DSUI50150","Drosselklappe    DSUI 50 Isol  150","50mm Isolierung",65,141.5,{"$f":"G1977*(1-VLOOKUP(F1977,Konditionen!$B:$D,3,0))","v":141.5}]
["Lindab Isol","DSUI","DSUI50200","Drosselklappe    DSUI 50 Isol  200","50mm Isolierung",65,172.2,{"$f":"G1978*(1-VLOOKUP(F1978,Konditionen!$B:$D,3,0))","v":172.2}]
["Lindab Isol","DSUI","DSUI50250","Drosselklappe    DSUI 50 Isol  250","50mm Isolierung",65,198.5,{"$f":"G1979*(1-VLOOKUP(F1979,Konditionen!$B:$D,3,0))","v":198.5}]
["Lindab Isol","DSUI","DSUI50300","Drosselklappe    DSUI 50 Isol  300","50mm Isolierung",65,223.75,{"$f":"G1980*(1-VLOOKUP(F1980,Konditionen!$B:$D,3,0))","v":223.75}]
["Lindab Isol","DSUI","DSUI50355","Drosselklappe    DSUI 50 Isol  355","50mm Isolierung",65,250.9,{"$f":"G1981*(1-VLOOKUP(F1981,Konditionen!$B:$D,3,0))","v":250.9}]
["Lindab Isol","DSUI","DSUI50400","Drosselklappe    DSUI 50 Isol  400","50mm Isolierung",65,279.89999999999998,{"$f":"G1982*(1-VLOOKUP(F1982,Konditionen!$B:$D,3,0))","v":279.89999999999998}]
["Lindab Isol","DSUI","DSUI50450","Drosselklappe    DSUI 50 Isol  450","50mm Isolierung",65,366.2,{"$f":"G1983*(1-VLOOKUP(F1983,Konditionen!$B:$D,3,0))","v":366.2}]
["Lindab Isol","DSUI","DSUI50500","Drosselklappe    DSUI 50 Isol  500","50mm Isolierung",65,383.9,{"$f":"G1984*(1-VLOOKUP(F1984,Konditionen!$B:$D,3,0))","v":383.9}]
["Klappen und Volumenstromregler","DSUSN","DSUSN100230","Absperrklappe   DSUSN 230V   100","mit innenlieg. Motor CM230-L-100D.2",30,693.9,{"$f":"G1985*(1-VLOOKUP(F1985,Konditionen!$B:$D,3,0))","v":693.9}]
["Klappen und Volumenstromregler","DSUSN","DSUSN125230","Absperrklappe   DSUSN 230V   125","mit innenlieg. Motor CM230-L-125D.2",30,712,{"$f":"G1986*(1-VLOOKUP(F1986,Konditionen!$B:$D,3,0))","v":712}]
["Klappen und Volumenstromregler","DSUSN","DSUSN150230","Absperrklappe   DSUSN 230V   150","mit innenlieg. Motor CM230-L-150D.2",30,719,{"$f":"G1987*(1-VLOOKUP(F1987,Konditionen!$B:$D,3,0))","v":719}]
["Klappen und Volumenstromregler","DSUSN","DSUSN160230","Absperrklappe   DSUSN 230V   160","mit innenlieg. Motor CM230-L-160D.2",30,719,{"$f":"G1988*(1-VLOOKUP(F1988,Konditionen!$B:$D,3,0))","v":719}]
["Edelstahl","DSUV2A","DSUV2A100","Sperrklappe      DSU V2A       100","Edelstahl W.Nr.1.4301",60,231.8,{"$f":"G1989*(1-VLOOKUP(F1989,Konditionen!$B:$D,3,0))","v":231.8}]
["Edelstahl","DSUV2A","DSUV2A112","Sperrklappe      DSU V2A       112","Edelstahl W.Nr.1.4301",60,247.2,{"$f":"G1990*(1-VLOOKUP(F1990,Konditionen!$B:$D,3,0))","v":247.2}]
["Edelstahl","DSUV2A","DSUV2A125","Sperrklappe      DSU V2A       125","Edelstahl W.Nr.1.4301",60,247.2,{"$f":"G1991*(1-VLOOKUP(F1991,Konditionen!$B:$D,3,0))","v":247.2}]
["Edelstahl","DSUV2A","DSUV2A140","Sperrklappe      DSU V2A       140","Edelstahl W.Nr.1.4301",60,258.85000000000002,{"$f":"G1992*(1-VLOOKUP(F1992,Konditionen!$B:$D,3,0))","v":258.85000000000002}]
["Edelstahl","DSUV2A","DSUV2A150","Sperrklappe      DSU V2A       150","Edelstahl W.Nr.1.4301",60,258.85000000000002,{"$f":"G1993*(1-VLOOKUP(F1993,Konditionen!$B:$D,3,0))","v":258.85000000000002}]
["Edelstahl","DSUV2A","DSUV2A160","Sperrklappe      DSU V2A       160","Edelstahl W.Nr.1.4301",60,258.85000000000002,{"$f":"G1994*(1-VLOOKUP(F1994,Konditionen!$B:$D,3,0))","v":258.85000000000002}]
["Edelstahl","DSUV2A","DSUV2A180","Sperrklappe      DSU V2A       180","Edelstahl W.Nr.1.4301",60,275.8,{"$f":"G1995*(1-VLOOKUP(F1995,Konditionen!$B:$D,3,0))","v":275.8}]
["Edelstahl","DSUV2A","DSUV2A200","Sperrklappe      DSU V2A       200","Edelstahl W.Nr.1.4301",60,275.8,{"$f":"G1996*(1-VLOOKUP(F1996,Konditionen!$B:$D,3,0))","v":275.8}]
["Edelstahl","DSUV2A","DSUV2A224","Sperrklappe      DSU V2A       224","Edelstahl W.Nr.1.4301",60,309.55,{"$f":"G1997*(1-VLOOKUP(F1997,Konditionen!$B:$D,3,0))","v":309.55}]
["Edelstahl","DSUV2A","DSUV2A250","Sperrklappe      DSU V2A       250","Edelstahl W.Nr.1.4301",60,309.55,{"$f":"G1998*(1-VLOOKUP(F1998,Konditionen!$B:$D,3,0))","v":309.55}]
["Edelstahl","DSUV2A","DSUV2A280","Sperrklappe      DSU V2A       280","Edelstahl W.Nr.1.4301",60,480.4,{"$f":"G1999*(1-VLOOKUP(F1999,Konditionen!$B:$D,3,0))","v":480.4}]
["Edelstahl","DSUV2A","DSUV2A300","Sperrklappe      DSU V2A       300","Edelstahl W.Nr.1.4301",60,480.4,{"$f":"G2000*(1-VLOOKUP(F2000,Konditionen!$B:$D,3,0))","v":480.4}]
["Edelstahl","DSUV2A","DSUV2A450","Sperrklappe      DSU V2A      450","Edelstahl W.Nr.1.4301",60,700.8,{"$f":"G2004*(1-VLOOKUP(F2004,Konditionen!$B:$D,3,0))","v":700.8}]
["Klappen und Volumenstromregler","DSU","DSU250","Sperrklappe      DSU           250","",30,90.4,{"$f":"G2022*(1-VLOOKUP(F2022,Konditionen!$B:$D,3,0))","v":90.4}]
["Klappen und Volumenstromregler","DSU","DSU600","Sperrklappe      DSU           600","",30,317.8,{"$f":"G2031*(1-VLOOKUP(F2031,Konditionen!$B:$D,3,0))","v":317.8}]
["Klappen und Volumenstromregler","DTBCU","DTBCU125230","Sicherh.Klappe DTBCU   230V  125","mit Motor TF230, m.Polyamidbuchse",30,1367,{"$f":"G2044*(1-VLOOKUP(F2044,Konditionen!$B:$D,3,0))","v":1367}]
["Klappen und Volumenstromregler","DTBCU","DTBCU160230","Sicherh.Klappe DTBCU   230V  160","mit Motor TF230, m.Polyamidbuchse",30,1483,{"$f":"G2053*(1-VLOOKUP(F2053,Konditionen!$B:$D,3,0))","v":1483}]
["Klappen und Volumenstromregler","DTBCU","DTBCU280230","Sicherh.Klappe DTBCU   230V  280","mit Motor LF230, m.Polyamidbuchse",30,2103,{"$f":"G2068*(1-VLOOKUP(F2068,Konditionen!$B:$D,3,0))","v":2103}]
["Klappen und Volumenstromregler","DTBCU","DTBCU315230","Sicherh.Klappe DTBCU   230V  315","mit Motor LF230, m.Polyamidbuchse",30,2103,{"$f":"G2074*(1-VLOOKUP(F2074,Konditionen!$B:$D,3,0))","v":2103}]
["Klappen und Volumenstromregler","DTBCU","DTBCU450230","Sicherh.Klappe DTBCU   230V  450","mit Motor SFA, m.Polyamidbuchse",30,2657,{"$f":"G2083*(1-VLOOKUP(F2083,Konditionen!$B:$D,3,0))","v":2657}]
["Klappen und Volumenstromregler","DTBCU","DTBCU63024","Sicherh.Klappe DTBCU   24V  630","mit Motor SF24A, m.Polyamidbuchse",30,3115,{"$f":"G2096*(1-VLOOKUP(F2096,Konditionen!$B:$D,3,0))","v":3115}]
["Klappen und Volumenstromregler","DTBU","DTBU125230MOD","Absperrklappe DTBU MOD 230V  125","m.Motor LM230A-SR, m.Polyamidbuchse",30,1120,{"$f":"G2117*(1-VLOOKUP(F2117,Konditionen!$B:$D,3,0))","v":1120}]
["Klappen und Volumenstromregler","DTBU","DTBU140230MOD","Absperrklappe DTBU MOD 230V  140","m.Motor LM230A-SR, m.Polyamidbuchse",30,1124,{"$f":"G2121*(1-VLOOKUP(F2121,Konditionen!$B:$D,3,0))","v":1124}]
["Klappen und Volumenstromregler","DTBU","DTBU20024","Absperrklappe    DTBU  24V  200","m.Motor LM 24A-F, m.Polyamidbuchse",30,651.54999999999995,{"$f":"G2138*(1-VLOOKUP(F2138,Konditionen!$B:$D,3,0))","v":651.54999999999995}]
["Klappen und Volumenstromregler","DTBU","DTBU25024MOD","Absperrklappe DTBU MOD  24V  250","m.Motor LM24A-SR, m.Polyamidbuchse",30,1169,{"$f":"G2147*(1-VLOOKUP(F2147,Konditionen!$B:$D,3,0))","v":1169}]
["Klappen und Volumenstromregler","DTBU","DTBU315230","Absperrklappe    DTBU 230V   315","m.Motor LM 230A-F, m.Polyamidbuchse",30,722.9,{"$f":"G2156*(1-VLOOKUP(F2156,Konditionen!$B:$D,3,0))","v":722.9}]
["Klappen und Volumenstromregler","DTBU","DTBU450230MOD","Absperrklappe DTBU MOD 230V  450","m.Motor NM230A-SR, m.Polyamidbuchse",30,1850,{"$f":"G2169*(1-VLOOKUP(F2169,Konditionen!$B:$D,3,0))","v":1850}]
["Klappen und Volumenstromregler","DTBU","DTBU630230MOD","Absperrklappe DTBU MOD 230V  630","m.Motor SM230A-SR, m.Polyamidbuchse",30,1991,{"$f":"G2185*(1-VLOOKUP(F2185,Konditionen!$B:$D,3,0))","v":1991}]
["Diverse","DTEST","DTEST","Mess-Set Staubflächendichte DTEST","*** Netto-Preis ***","Netto",304.75,{"$f":"G2190*(1-VLOOKUP(F2190,Konditionen!$B:$D,3,0))","v":304.75}]
["Klappen und Volumenstromregler","DTFU","DTFU22424MOD","Absperrklappe, Modul.  DTFU  224","mit Motor LMQ24A-SR,m.Polyamidbuche",30,1810,{"$f":"G2211*(1-VLOOKUP(F2211,Konditionen!$B:$D,3,0))","v":1810}]
["Edelstahl","DTHUV2A","DTHUV2A200","Absperrklappe oh.Mot.DTHU V2A   200","m.Konsole für LM/NM/SM/LF/AF Motor",60,640.04999999999995,{"$f":"G2220*(1-VLOOKUP(F2220,Konditionen!$B:$D,3,0))","v":640.04999999999995}]
["Klappen und Volumenstromregler","DTHU","DTHU100","Absperrklappe oh. Mot. DTHU  100","m.Konsole für LM/NM/LF/TF Motor",30,142.65,{"$f":"G2233*(1-VLOOKUP(F2233,Konditionen!$B:$D,3,0))","v":142.65}]
["Klappen und Volumenstromregler","DTHU","DTHU160","Absperrklappe oh. Mot. DTHU  160","m.Konsole für LM/NM/LF/TF Motor",30,162.15,{"$f":"G2238*(1-VLOOKUP(F2238,Konditionen!$B:$D,3,0))","v":162.15}]
["Klappen und Volumenstromregler","DTH1U","DTH1U125","Absperrklappe oh. Mot. DTH1U   125","mit Konsole für LM-Motor",30,178.4,{"$f":"G2254*(1-VLOOKUP(F2254,Konditionen!$B:$D,3,0))","v":178.4}]
["Klappen und Volumenstromregler","DTH2U","DTH2U150","Absperrklappe oh. Mot. DTH2U   150","m. flacher Konsole für CM-F u. LM-F",30,186.85,{"$f":"G2263*(1-VLOOKUP(F2263,Konditionen!$B:$D,3,0))","v":186.85}]
["Klappen und Volumenstromregler","DTMU","DTMU150","Absperrklappe    DTMU        150","mit Handgriff",30,163.19999999999999,{"$f":"G2272*(1-VLOOKUP(F2272,Konditionen!$B:$D,3,0))","v":163.19999999999999}]
["Klappen und Volumenstromregler","DTMU","DTMU560","Absperrklappe    DTMU        560","mit Handgriff",30,596.45000000000005,{"$f":"G2285*(1-VLOOKUP(F2285,Konditionen!$B:$D,3,0))","v":596.45000000000005}]
["Edelstahl","DTUV2A","DTUV2A400","Absperrklappe    DTU V2A        400","Edelstahl W.Nr. 1.4301",60,900.95,{"$f":"G2302*(1-VLOOKUP(F2302,Konditionen!$B:$D,3,0))","v":900.95}]
["Klappen und Volumenstromregler","DTU","DTU180","Absperrklappe    DTU         180","DIN EN 1751 Dichtheitsklasse 4",30,155.35,{"$f":"G2314*(1-VLOOKUP(F2314,Konditionen!$B:$D,3,0))","v":155.35}]
["Klappen und Volumenstromregler","DTU","DTU630","Absperrklappe    DTU         630","DIN EN 1751 Dichtheitsklasse 4",30,549.20000000000005,{"$f":"G2327*(1-VLOOKUP(F2327,Konditionen!$B:$D,3,0))","v":549.20000000000005}]
["Klappen und Volumenstromregler","DTWU","DTWU200","Absperrklappe    DTWU        200","mit Querarm",30,163.95,{"$f":"G2336*(1-VLOOKUP(F2336,Konditionen!$B:$D,3,0))","v":163.95}]
["Diverse","D1","D1","Achsverlängerung Rund 15mm     D1","Länge = 60 mm   (VREDF1560)","Netto",8.1999999999999993,{"$f":"G2349*(1-VLOOKUP(F2349,Konditionen!$B:$D,3,0))","v":8.1999999999999993}]
["Diverse","","ENDENVERSCHL150","Verschliessen vom Rohr- bzw. Form-","teilende NW 150 mit Folie","Netto",1.1000000000000001,{"$f":"G2355*(1-VLOOKUP(F2355,Konditionen!$B:$D,3,0))","v":1.1000000000000001}]
["Diverse","","ENDENVERSCHL450","Verschliessen vom Rohr- bzw. Form-","teilende NW 450 mit Folie","Netto",3.7,{"$f":"G2366*(1-VLOOKUP(F2366,Konditionen!$B:$D,3,0))","v":3.7}]
["Rohre und Formteile","EPFAS-1","EPFAS-1150","Enddeckel  EPF AS - 1      150","mit Wasserablaufstutzen 1/2\"",30,134.6,{"$f":"G2379*(1-VLOOKUP(F2379,Konditionen!$B:$D,3,0))","v":134.6}]
["Rohre und Formteile","EPFH","EPFH200","Enddeckel        EPFH          200","",30,31.2,{"$f":"G2400*(1-VLOOKUP(F2400,Konditionen!$B:$D,3,0))","v":31.2}]
["Rohre und Formteile","EPFH","EPFH500","Enddeckel        EPFH          500","",30,117.65,{"$f":"G2409*(1-VLOOKUP(F2409,Konditionen!$B:$D,3,0))","v":117.65}]
["Lindab Isol","EPFI","EPFI25100","Enddeckel Isol   EPFI 25       100","25mm Isolierung",65,42.75,{"$f":"G2419*(1-VLOOKUP(F2419,Konditionen!$B:$D,3,0))","v":42.75}]
["Lindab Isol","EPFI","EPFI50125","Enddeckel Isol   EPFI 50       125","50mm Isolierung",65,55.4,{"$f":"G2430*(1-VLOOKUP(F2430,Konditionen!$B:$D,3,0))","v":55.4}]
["Rohre und Formteile","EPF","EPF125","Enddeckel        EPF           125","",30,12.35,{"$f":"G2443*(1-VLOOKUP(F2443,Konditionen!$B:$D,3,0))","v":12.35}]
["Rohre und Formteile","EPF","EPF280","Enddeckel        EPF           280","",30,28.3,{"$f":"G2452*(1-VLOOKUP(F2452,Konditionen!$B:$D,3,0))","v":28.3}]
["Rohre und Formteile","EPF","EPF63","Enddeckel        EPF           63","",30,9.1,{"$f":"G2461*(1-VLOOKUP(F2461,Konditionen!$B:$D,3,0))","v":9.1}]
["Kunststoff","EPPS","EPPS500","PPs Enddeckel DN 500","","17.ALLG",101.8,{"$f":"G2483*(1-VLOOKUP(F2483,Konditionen!$B:$D,3,0))","v":101.8}]
["Lindab Transfer","EPTR","EPTR160","Transfer Enddeckel EPTR        160","",35,26.95,{"$f":"G2494*(1-VLOOKUP(F2494,Konditionen!$B:$D,3,0))","v":26.95}]
["Rohre und Formteile","ESHU","ESHU112","Enddeckel mit Handgriff   ESHU  112","",30,29.85,{"$f":"G2507*(1-VLOOKUP(F2507,Konditionen!$B:$D,3,0))","v":29.85}]
["Rohre und Formteile","ESHU","ESHU280","Enddeckel mit Handgriff   ESHU  280","",30,79.7,{"$f":"G2516*(1-VLOOKUP(F2516,Konditionen!$B:$D,3,0))","v":79.7}]
["Rohre und Formteile","ESUAS-1","ESUAS-1100","Enddeckel  ESU AS - 1     100","mit Wasserablaufstutzen 1/2\"",30,126.2,{"$f":"G2525*(1-VLOOKUP(F2525,Konditionen!$B:$D,3,0))","v":126.2}]
["Rohre und Formteile","ESUAS-1","ESUAS-1400","Enddeckel  ESU AS - 1     400","mit Wasserablaufstutzen 1/2\"",30,184.05,{"$f":"G2538*(1-VLOOKUP(F2538,Konditionen!$B:$D,3,0))","v":184.05}]
["Entrauchung","ESUFP","ESUFP280","Enddeckel   ESUFP   280","Lindab FireProtect Rund",80,51.25,{"$f":"G2554*(1-VLOOKUP(F2554,Konditionen!$B:$D,3,0))","v":51.25}]
["Entrauchung","ESUFP","ESUFP300","Enddeckel   ESUFP   300","Lindab FireProtect Rund",80,51.25,{"$f":"G2555*(1-VLOOKUP(F2555,Konditionen!$B:$D,3,0))","v":51.25}]
["Lindab Isol","ESUI","ESUI25125","Enddeckel Isol   ESUI 25       125","25mm Isolierung",65,46,{"$f":"G2568*(1-VLOOKUP(F2568,Konditionen!$B:$D,3,0))","v":46}]
["Edelstahl","ESUV2A","ESUV2A125","Enddeckel       ESU V2A        125","Edelstahl W.Nr. 1.4301",60,52.7,{"$f":"G2589*(1-VLOOKUP(F2589,Konditionen!$B:$D,3,0))","v":52.7}]
["Edelstahl","ESUV2A","ESUV2A450","Enddeckel       ESU V2A        450","Edelstahl W.Nr. 1.4301",60,208.65,{"$f":"G2602*(1-VLOOKUP(F2602,Konditionen!$B:$D,3,0))","v":208.65}]
["Edelstahl","ESUV2A","ESUV2A710","Enddeckel       ESU V2A        710","Edelstahl W.Nr. 1.4301",60,468.95,{"$f":"G2607*(1-VLOOKUP(F2607,Konditionen!$B:$D,3,0))","v":468.95}]
["Rohre und Formteile","ESU","ESU180","Enddeckel        ESU           180","",30,21.7,{"$f":"G2619*(1-VLOOKUP(F2619,Konditionen!$B:$D,3,0))","v":21.7}]
["Rohre und Formteile","ESU","ESU63","Enddeckel        ESU            63","",30,12.35,{"$f":"G2632*(1-VLOOKUP(F2632,Konditionen!$B:$D,3,0))","v":12.35}]
["Rohre und Formteile","ETUMG","ETUMG1120","Einlaßteil       ETU MG   1120.1430","mit Gitter",30,703.2,{"$f":"G2641*(1-VLOOKUP(F2641,Konditionen!$B:$D,3,0))","v":703.2}]
["Rohre und Formteile","ETUMG","ETUMG355","Einlaßteil       ETU MG    355.450","mit Gitter",30,207.1,{"$f":"G2654*(1-VLOOKUP(F2654,Konditionen!$B:$D,3,0))","v":207.1}]
["Rohre und Formteile","ETU","ETU140","Einlaßteil       ETU       140.200","",30,51.95,{"$f":"G2671*(1-VLOOKUP(F2671,Konditionen!$B:$D,3,0))","v":51.95}]
["Rohre und Formteile","ETU","ETU450","Einlaßteil       ETU       450.560","",30,133.25,{"$f":"G2683*(1-VLOOKUP(F2683,Konditionen!$B:$D,3,0))","v":133.25}]
["Luftdurchlässe","EXAD","EXAD-315-N","Abluftschalldämpfer      EXAD-315-N","Einströmdüse, Irisblende und Gitter",70,732.3,{"$f":"G2696*(1-VLOOKUP(F2696,Konditionen!$B:$D,3,0))","v":732.3}]
["Filter","FB94","FB94305","Feder-Bügel f. Panel 94   FB-94-305","Werkst. 1.4310  für Montage in VFR",37,8.3000000000000007,{"$f":"G2705*(1-VLOOKUP(F2705,Konditionen!$B:$D,3,0))","v":8.3000000000000007}]
["Kunststoff","FDICHT","FDICHTEPDM250","Flachdichtung in EPDM  für DN 250","","17.ALLG",7.7,{"$f":"G2714*(1-VLOOKUP(F2714,Konditionen!$B:$D,3,0))","v":7.7}]
["Kunststoff","FDICHT","FDICHTEPDM63","Flachdichtung in EPDM  für DN 63","","17.ALLG",3.5,{"$f":"G2724*(1-VLOOKUP(F2724,Konditionen!$B:$D,3,0))","v":3.5}]
["Filter","FIBOX","FIBOX315","Filterbox FIBOX 315  Safe-Anschluss","für Panelfilter 593x493x47mm",37,359.2,{"$f":"G2735*(1-VLOOKUP(F2735,Konditionen!$B:$D,3,0))","v":359.2}]
["Diverse","FISEAW","FISCHEREAWH10P","Einschlagwerkzeug EAW H10 Plus","mit Handschlagschutz","Netto",20,{"$f":"G2748*(1-VLOOKUP(F2748,Konditionen!$B:$D,3,0))","v":20}]
["Luftdurchlässe","FKD","FKD355","Deckenauslaß Stahl FKD         355","",70,269.64999999999998,{"$f":"G2757*(1-VLOOKUP(F2757,Konditionen!$B:$D,3,0))","v":269.64999999999998}]
["Diverse","FLMMETU","FLMMETU300","Montage Metufl.??     FLMMETU  300","Netto-Preis","Netto",3.6,{"$f":"G2778*(1-VLOOKUP(F2778,Konditionen!$B:$D,3,0))","v":3.6}]
["Diverse","FLMMETU","FLMMETU800","Montage Metufl.??     FLMMETU  800","Netto-Preis","Netto",8.3000000000000007,{"$f":"G2788*(1-VLOOKUP(F2788,Konditionen!$B:$D,3,0))","v":8.3000000000000007}]
["Diverse","FLRI","FLRI180","Flachflansch     FL Reihe I    180","DIN 24154 JULI1990 Reihe I verzinkt","Netto",5.8,{"$f":"G2799*(1-VLOOKUP(F2799,Konditionen!$B:$D,3,0))","v":5.8}]
["Diverse","FLRI","FLRI450","Flachflansch     FL Reihe I    450","DIN 24154 JULI1990 Reihe I verzinkt","Netto",13.3,{"$f":"G2808*(1-VLOOKUP(F2808,Konditionen!$B:$D,3,0))","v":13.3}]
["Edelstahl","FLV2A","FLV2A150","Flachflansch     FL V2A        150","Edelstahl W.Nr. 1.4301",60,155.15,{"$f":"G2821*(1-VLOOKUP(F2821,Konditionen!$B:$D,3,0))","v":155.15}]
["Edelstahl","FLV2A","FLV2A355","Flachflansch     FL V2A        355","Edelstahl W.Nr. 1.4301",60,237.25,{"$f":"G2830*(1-VLOOKUP(F2830,Konditionen!$B:$D,3,0))","v":237.25}]
["Diverse","FL","FL1000","Flachflansch     FL           1000","Gemäß Lindab Werksnorm","Netto",43.9,{"$f":"G2841*(1-VLOOKUP(F2841,Konditionen!$B:$D,3,0))","v":43.9}]
["Diverse","FL","FL1600","Flachflansch     FL           1600","Gemäß Lindab Werksnorm","Netto",147.15,{"$f":"G2851*(1-VLOOKUP(F2851,Konditionen!$B:$D,3,0))","v":147.15}]
["Rohre und Formteile","FMDU","FMDU160","Volumenstrommesser   FMDU      160","",30,182.05,{"$f":"G2872*(1-VLOOKUP(F2872,Konditionen!$B:$D,3,0))","v":182.05}]
["Rohre und Formteile","FMU","FMU315","Volumenstrommesser     FMU     315","",30,197.65,{"$f":"G2885*(1-VLOOKUP(F2885,Konditionen!$B:$D,3,0))","v":197.65}]
["Dachhauben","GISOL","GISOL1002241000","Dachdurchf. GISOL 100.224.1000.____","mit Platte aus Polymergummi,",53,370.1,{"$f":"G2894*(1-VLOOKUP(F2894,Konditionen!$B:$D,3,0))","v":370.1}]
["Dachhauben","GISOL","GISOL4005001000","Dachdurchf. GISOL 400.500.1000.____","mit Platte aus Polymergummi,",53,844.3,{"$f":"G2905*(1-VLOOKUP(F2905,Konditionen!$B:$D,3,0))","v":844.3}]
["Diverse","GM","GM8X30","Gewindemuffen  GM 8 X 30","M8 X 30,St.verz. VPE=100Stk","Netto",6.4,{"$f":"G2915*(1-VLOOKUP(F2915,Konditionen!$B:$D,3,0))","v":6.4}]
["Luftdurchlässe","GS23H","GS23H-E-2-200-21","Deckendurchlass   GS23-H-E-2-200-21","Rasterlamell., Abluft, Mess/Drossel",70,402.15,{"$f":"G2924*(1-VLOOKUP(F2924,Konditionen!$B:$D,3,0))","v":402.15}]
["Diverse","GWS","GWS10X2000","Gewindestange GWS 10x2000 verz.","Bei Bundabnahme 25 Stk. 1,32/Stk.","Netto",1.5,{"$f":"G2937*(1-VLOOKUP(F2937,Konditionen!$B:$D,3,0))","v":1.5}]
["Dachhauben","HF","HF1120","Deflektorhaube   HF           1120","m. 2 Flansche",53,2305,{"$f":"G2946*(1-VLOOKUP(F2946,Konditionen!$B:$D,3,0))","v":2305}]
["Diverse","HK","HK4141M10","Halteklaue HK 41/41 M10","für Schienen 41/41","Netto",0.4,{"$f":"G2965*(1-VLOOKUP(F2965,Konditionen!$B:$D,3,0))","v":0.4}]
["Luftdurchlässe","HLD","HLD2500","Verdrängungsauslass       HLD-2-500","für Wand- und abgehängte Montage",70,1747,{"$f":"G2979*(1-VLOOKUP(F2979,Konditionen!$B:$D,3,0))","v":1747}]
["Luftdurchlässe","HLZ","HLZ400","Konsolen zur Wandmontage    HLZ-400","Zubehör für HLD",70,73.650000000000006,{"$f":"G2988*(1-VLOOKUP(F2988,Konditionen!$B:$D,3,0))","v":73.650000000000006}]
["Edelstahl","HNV2A","HNV2A280","Deflektorhaube   HN V2A        280","Edelstahl W.Nr. 1.4301",60,1471,{"$f":"G3001*(1-VLOOKUP(F3001,Konditionen!$B:$D,3,0))","v":1471}]
["Edelstahl","HNV2A","HNV2A630","Deflektorhaube   HN V2A        630","Edelstahl W.Nr. 1.4301",60,4445,{"$f":"G3010*(1-VLOOKUP(F3010,Konditionen!$B:$D,3,0))","v":4445}]
["Dachhauben","HN","HN140","Deflektorhaube   HN            140","",53,131.80000000000001,{"$f":"G3018*(1-VLOOKUP(F3018,Konditionen!$B:$D,3,0))","v":131.80000000000001}]
["Diverse","HRTRHV","HRTRHV160","Horizontal-Dachdurchführung","HRTRHV 160  xx°    L = 1000mm","Netto",59.9,{"$f":"G3031*(1-VLOOKUP(F3031,Konditionen!$B:$D,3,0))","v":59.9}]
["Filter","IFU-K","IFU-K355","Filterkassette   IFU-K         355","",37,82.75,{"$f":"G3040*(1-VLOOKUP(F3040,Konditionen!$B:$D,3,0))","v":82.75}]
["Edelstahl","ILFV2A","ILFV2A250","Bundkragen      ILF V2A        250","Edelstahl W.Nr. 1.4301    Muffenmaß",60,74.900000000000006,{"$f":"G3061*(1-VLOOKUP(F3061,Konditionen!$B:$D,3,0))","v":74.900000000000006}]
["Edelstahl","ILFV2A","ILFV2A900","Bundkragen      ILF V2A        900","Edelstahl W.Nr. 1.4301    Muffenmaß",60,420.35,{"$f":"G3074*(1-VLOOKUP(F3074,Konditionen!$B:$D,3,0))","v":420.35}]
["Rohre und Formteile","ILF","ILF160","Bundkragen       ILF           160","Muffenmaß",30,14.05,{"$f":"G3083*(1-VLOOKUP(F3083,Konditionen!$B:$D,3,0))","v":14.05}]
["Rohre und Formteile","ILF","ILF450","Bundkragen       ILF           450","Muffenmaß",30,32.9,{"$f":"G3093*(1-VLOOKUP(F3093,Konditionen!$B:$D,3,0))","v":32.9}]
["Rohre und Formteile","ILF","ILF900","Bundkragen       ILF           900","Muffenmaß",30,101.4,{"$f":"G3104*(1-VLOOKUP(F3104,Konditionen!$B:$D,3,0))","v":101.4}]
["Rohre und Formteile","ILRNU","ILRNU250","Lufteinlass m. Gitter  ILRNU   250","",30,87.35,{"$f":"G3113*(1-VLOOKUP(F3113,Konditionen!$B:$D,3,0))","v":87.35}]
["Rohre und Formteile","ILRU","ILRU160","Einströmdüse     ILRU          160","",30,16.95,{"$f":"G3126*(1-VLOOKUP(F3126,Konditionen!$B:$D,3,0))","v":16.95}]
["Rohre und Formteile","ILRU","ILRU500","Einströmdüse     ILRU          500","",30,96.35,{"$f":"G3135*(1-VLOOKUP(F3135,Konditionen!$B:$D,3,0))","v":96.35}]
["Lindab Transfer","ILTR","ILTR224","Transfer Bundkragen ILTR    224","",35,15.6,{"$f":"G3146*(1-VLOOKUP(F3146,Konditionen!$B:$D,3,0))","v":15.6}]
["Entrauchung","ILUFP","ILUFP315","Bundkragen   ILUFP   315","Lindab FireProtect Rund",80,32.9,{"$f":"G3168*(1-VLOOKUP(F3168,Konditionen!$B:$D,3,0))","v":32.9}]
["Entrauchung","ILUFP","ILUFP800","Bundkragen   ILUFP   800","Lindab FireProtect Rund",80,124.95,{"$f":"G3177*(1-VLOOKUP(F3177,Konditionen!$B:$D,3,0))","v":124.95}]
["Edelstahl","ILUV2A","ILUV2A300","Bundkragen      ILU V2A        300","Edelstahl W.Nr. 1.4301",60,92.8,{"$f":"G3190*(1-VLOOKUP(F3190,Konditionen!$B:$D,3,0))","v":92.8}]
["Edelstahl","ILUV2A","ILUV2A710","Bundkragen      ILU V2A        710","Edelstahl W.Nr. 1.4301",60,291,{"$f":"G3199*(1-VLOOKUP(F3199,Konditionen!$B:$D,3,0))","v":291}]
["Rohre und Formteile","ILU","ILU125","Bundkragen       ILU           125","",30,11,{"$f":"G3206*(1-VLOOKUP(F3206,Konditionen!$B:$D,3,0))","v":11}]
["Rohre und Formteile","ILU","ILU450","Bundkragen       ILU           450","",30,31.65,{"$f":"G3220*(1-VLOOKUP(F3220,Konditionen!$B:$D,3,0))","v":31.65}]
["Rohre und Formteile","ILU","ILU900","Bundkragen       ILU           900","",30,92.4,{"$f":"G3229*(1-VLOOKUP(F3229,Konditionen!$B:$D,3,0))","v":92.4}]
["Rohre und Formteile","ILVU","ILVU180","Bundkragen       ILVU 45       180","",30,71.55,{"$f":"G3242*(1-VLOOKUP(F3242,Konditionen!$B:$D,3,0))","v":71.55}]
["Diverse","IN","IN1120","Montagebügel     IN            1120","für innen, Gewinde M10","Netto",54.45,{"$f":"G3263*(1-VLOOKUP(F3263,Konditionen!$B:$D,3,0))","v":54.45}]
["Diverse","IN","IN400","Montagebügel     IN            400","für innen, Gewinde M10","Netto",51.75,{"$f":"G3270*(1-VLOOKUP(F3270,Konditionen!$B:$D,3,0))","v":51.75}]
["Ventilatoren","IRB","IRB200B1","Rohrventilator IRB 200 B1 AC","schallisoliert, ErP 2018","Netto",280.3,{"$f":"G3284*(1-VLOOKUP(F3284,Konditionen!$B:$D,3,0))","v":280.3}]
["Ventilatoren","IRB","IRB315E3EC","Rohrventilator IRB 315 E3 EC","schallisoliert, ErP 2018, 400 V","Netto",1406,{"$f":"G3293*(1-VLOOKUP(F3293,Konditionen!$B:$D,3,0))","v":1406}]
["Ventilatoren","IRE","IRE125C1","Rohrventilator IRE 125 C1","schallisoliert","Netto",163.69999999999999,{"$f":"G3306*(1-VLOOKUP(F3306,Konditionen!$B:$D,3,0))","v":163.69999999999999}]
["Diverse","ISOVERML","ISOVERML320","Lamellenmatte ML 3 20mm","12qm/Paket","Netto",63.15,{"$f":"G3315*(1-VLOOKUP(F3315,Konditionen!$B:$D,3,0))","v":63.15}]
["Diverse","KAIKLEBE","KAIKLEBER2,6","Kaiflex Spezialkleber 2,6 Liter","*** Netto-Preis ***","Netto",40.85,{"$f":"G3323*(1-VLOOKUP(F3323,Konditionen!$B:$D,3,0))","v":40.85}]
["Ventilatoren","KBT","KBT160EC","KBT 160EC Thermo fan","KBT160EC","Netto",1124.3,{"$f":"G3336*(1-VLOOKUP(F3336,Konditionen!$B:$D,3,0))","v":1124.3}]
["Luftdurchlässe","KIR","KIR160","Zuluftventil     KIR           160","mit Luftlenkblech",70,36.75,{"$f":"G3357*(1-VLOOKUP(F3357,Konditionen!$B:$D,3,0))","v":36.75}]
["Diverse","KNIFE","KNIFE","Spezialmesser KNIFE","","Netto",14.65,{"$f":"G3366*(1-VLOOKUP(F3366,Konditionen!$B:$D,3,0))","v":14.65}]
["Brandschutz","KRS","KRSM125","KRS-M 125 Kaltrauchsperre","DN 125, Einbaulänge 30 mm",8006,29.88,{"$f":"G3379*(1-VLOOKUP(F3379,Konditionen!$B:$D,3,0))","v":29.88}]
["Luftdurchlässe","KSU","KSU100","Abluftventil     KSU           100","",70,13.7,{"$f":"G3387*(1-VLOOKUP(F3387,Konditionen!$B:$D,3,0))","v":13.7}]
["Diverse","KVU","KVU1602201000","Elektrolufterh. KVU 230V 1000W 160","*** Netto-Preis ***","Netto",281.25,{"$f":"G3400*(1-VLOOKUP(F3400,Konditionen!$B:$D,3,0))","v":281.25}]
["Diverse","KVU","KVU2502202000","Elektrolufterh. KVU 230V 2000W 250","*** Netto-Preis ***","Netto",331.65,{"$f":"G3409*(1-VLOOKUP(F3409,Konditionen!$B:$D,3,0))","v":331.65}]
["Entrauchung","L-WSK-C","L-WSK-C200","Weichstoffkompensator L-WSK-C   200","geprüft nach DIN V 18232-6",80,622.25,{"$f":"G3418*(1-VLOOKUP(F3418,Konditionen!$B:$D,3,0))","v":622.25}]
["Entrauchung","L-WSK-C","L-WSK-C710","Weichstoffkompensator L-WSK-C   710","geprüft nach DIN V 18232-6",80,1238.05,{"$f":"G3431*(1-VLOOKUP(F3431,Konditionen!$B:$D,3,0))","v":1238.05}]
["Luftdurchlässe","LCC","LCC-250","Runder Deckendurchlass      LCC-250","Zu- und Abluft, inkl. Montagebügel",70,251.1,{"$f":"G3451*(1-VLOOKUP(F3451,Konditionen!$B:$D,3,0))","v":251.1}]
["Luftdurchlässe","LCS2","LCS2200A","Durchlass f. Sichtmontage LCS2-200A","mit Mess-/Drosseleinheit",70,503.35,{"$f":"G3460*(1-VLOOKUP(F3460,Konditionen!$B:$D,3,0))","v":503.35}]
["Metu ","LF","LF25","Rohrflansch LF   25 verz","für Rohr-Innen-Ø 250 mm","14.MS",1.9,{"$f":"G3473*(1-VLOOKUP(F3473,Konditionen!$B:$D,3,0))","v":1.9}]
["Metu ","LF","LF60","Rohrflansch LF   60 verz","für Rohr-Innen-Ø 600 mm","14.MS",5.5,{"$f":"G3482*(1-VLOOKUP(F3482,Konditionen!$B:$D,3,0))","v":5.5}]
["Dachhauben","LHPR","LHPR800800","Außen- und Fortlufthaube LHPR","800 x 800 mm, Rahmen = ?? mm",53,2645,{"$f":"G3495*(1-VLOOKUP(F3495,Konditionen!$B:$D,3,0))","v":2645}]
["Dachhauben","LHR","LHR400400-6","Lamellenhaube Quad. LHR   400X400-6","verzinkt, Rahmen = ?? mm",53,732.2,{"$f":"G3504*(1-VLOOKUP(F3504,Konditionen!$B:$D,3,0))","v":732.2}]
["Luftdurchlässe","LKA","LKA200","Deckenauslaß quadratisch    LKA-200","ohne Zubehör(DAZ,DKZ,DRZ sep.best.)",70,211.05,{"$f":"G3512*(1-VLOOKUP(F3512,Konditionen!$B:$D,3,0))","v":211.05}]
["Kunststoff","LNRPPS","LNRPPS6600M","LÄNGSNAHTROHR LNR PPs     6  600","Preis per Meter (Lieferlänge=3M)","17.ALLG",183.55,{"$f":"G3525*(1-VLOOKUP(F3525,Konditionen!$B:$D,3,0))","v":183.55}]
["Edelstahl","LNRV2A","LNRV2A0,6630","Längsnahtrohr LNR V2A 0,6 630 METER","Edelstahl W.Nr.1.4301",60,870.05,{"$f":"G3546*(1-VLOOKUP(F3546,Konditionen!$B:$D,3,0))","v":870.05}]
["Rohre","LNR","LNR1001000","Längsnahtrohr    LNR     100.1000","",10,62.35,{"$f":"G3547*(1-VLOOKUP(F3547,Konditionen!$B:$D,3,0))","v":62.35}]
["Rohre","LNR","LNR200500","Längsnahtrohr    LNR     200.500","",10,62.35,{"$f":"G3568*(1-VLOOKUP(F3568,Konditionen!$B:$D,3,0))","v":62.35}]
["Rohre","LNR","LNR250500","Längsnahtrohr    LNR     250.500","",10,70.8,{"$f":"G3576*(1-VLOOKUP(F3576,Konditionen!$B:$D,3,0))","v":70.8}]
["Rohre","LNR","LNR3551000","Längsnahtrohr    LNR     355.1000","",10,184.7,{"$f":"G3589*(1-VLOOKUP(F3589,Konditionen!$B:$D,3,0))","v":184.7}]
["Rohre","LNR","LNR4501500","Längsnahtrohr    LNR     450.1500","",10,363.3,{"$f":"G3598*(1-VLOOKUP(F3598,Konditionen!$B:$D,3,0))","v":363.3}]
["Rohre","LNR","LNR5602000","Längsnahtrohr    LNR     560.2000","in 0,9mm, mit 2 Falzen",10,912.4,{"$f":"G3607*(1-VLOOKUP(F3607,Konditionen!$B:$D,3,0))","v":912.4}]
["Lindab Transfer","LORTR","LORTR200100","Transfer    LORTR  200.100.___._","Übergangsstück",35,261.05,{"$f":"G3620*(1-VLOOKUP(F3620,Konditionen!$B:$D,3,0))","v":261.05}]
["Lindab Transfer","LORTR","LORTR400150","Transfer    LORTR  400.150.___._","Übergangsstück",35,347.55,{"$f":"G3639*(1-VLOOKUP(F3639,Konditionen!$B:$D,3,0))","v":347.55}]
["Lindab Transfer","LORTR","LORTR400250","Transfer    LORTR  400.250.___._","Übergangsstück",35,361.7,{"$f":"G3641*(1-VLOOKUP(F3641,Konditionen!$B:$D,3,0))","v":361.7}]
["Rohre und Formteile","LORU","LORU10001000","Überg.eckig-rund LORU 1000.1000....","",30,994.75,{"$f":"G3662*(1-VLOOKUP(F3662,Konditionen!$B:$D,3,0))","v":994.75}]
["Rohre und Formteile","LORU","LORU1000800","Überg.eckig-rund LORU 1000.800....","",30,947.05,{"$f":"G3671*(1-VLOOKUP(F3671,Konditionen!$B:$D,3,0))","v":947.05}]
["Rohre und Formteile","LORU","LORU1200900","Überg.eckig-rund LORU 1200.900....","",30,1603,{"$f":"G3684*(1-VLOOKUP(F3684,Konditionen!$B:$D,3,0))","v":1603}]
["Rohre und Formteile","LORU","LORU1400700","Überg.eckig-rund LORU 1400.700....","",30,1620,{"$f":"G3692*(1-VLOOKUP(F3692,Konditionen!$B:$D,3,0))","v":1620}]
["Rohre und Formteile","LORU","LORU1600900","Überg.eckig-rund LORU 1600.900....","",30,1869,{"$f":"G3705*(1-VLOOKUP(F3705,Konditionen!$B:$D,3,0))","v":1869}]
["Rohre und Formteile","LORU","LORU20001000","Überg.eckig-rund LORU 2000.1000....","",30,2350,{"$f":"G3714*(1-VLOOKUP(F3714,Konditionen!$B:$D,3,0))","v":2350}]
["Rohre und Formteile","LORU","LORU350200","Überg.eckig-rund LORU 350.200....","",30,373.15,{"$f":"G3735*(1-VLOOKUP(F3735,Konditionen!$B:$D,3,0))","v":373.15}]
["Rohre und Formteile","LORU","LORU350250","Überg.eckig-rund LORU 350.250....","",30,377.2,{"$f":"G3736*(1-VLOOKUP(F3736,Konditionen!$B:$D,3,0))","v":377.2}]
["Rohre und Formteile","LORU","LORU500200","Überg.eckig-rund LORU 500.200....","",30,434.75,{"$f":"G3756*(1-VLOOKUP(F3756,Konditionen!$B:$D,3,0))","v":434.75}]
["Rohre und Formteile","LORU","LORU600200","Überg.eckig-rund LORU 600.200....","",30,446.15,{"$f":"G3765*(1-VLOOKUP(F3765,Konditionen!$B:$D,3,0))","v":446.15}]
["Rohre und Formteile","LORU","LORU700350","Überg.eckig-rund LORU 700.350....","",30,539.5,{"$f":"G3778*(1-VLOOKUP(F3778,Konditionen!$B:$D,3,0))","v":539.5}]
["Rohre und Formteile","LORU","LORU800300","Überg.eckig-rund LORU 800.300....","",30,617.70000000000005,{"$f":"G3787*(1-VLOOKUP(F3787,Konditionen!$B:$D,3,0))","v":617.70000000000005}]
["Rohre und Formteile","LORU","LORU900450","Überg.eckig-rund LORU 900.450....","",30,791,{"$f":"G3800*(1-VLOOKUP(F3800,Konditionen!$B:$D,3,0))","v":791}]
["Ventilatoren","LPKBS","LPKBSILENT125CEC","Rohrventilator LPKBsilent 125 C1 EC","schallisoliert - v1","Netto",242.9,{"$f":"G3809*(1-VLOOKUP(F3809,Konditionen!$B:$D,3,0))","v":242.9}]
["Ventilatoren","LPKB","LPKB200C1EC","Rohrventilator LPKB 200 C1 EC","ErP 2018","Netto",220,{"$f":"G3829*(1-VLOOKUP(F3829,Konditionen!$B:$D,3,0))","v":220}]
["Schalldämpfer","LRBCB","LRBCB3151000","Schalldämpfer    LRBCB     315.1000","rechteckig, Anschluß rund",30,2328,{"$f":"G3830*(1-VLOOKUP(F3830,Konditionen!$B:$D,3,0))","v":2328}]
["Schalldämpfer","LRCA","LRCA315500","Schalldämpfer    LRCA      315.500","rechteckig, Anschluß rund",30,826.7,{"$f":"G3851*(1-VLOOKUP(F3851,Konditionen!$B:$D,3,0))","v":826.7}]
["Schalldämpfer","LRCB","LRCB1601000","Schalldämpfer    LRCB      160.1000","rechteckig, Anschluß rund",30,238.85,{"$f":"G3860*(1-VLOOKUP(F3860,Konditionen!$B:$D,3,0))","v":238.85}]
["Schalldämpfer","LRCEC","LRCEC125500","Schalldämpfer    LRCEC     125.500","rechteckig, Anschluß rund exzentr.",30,173.8,{"$f":"G3873*(1-VLOOKUP(F3873,Konditionen!$B:$D,3,0))","v":173.8}]
["Lindab Transfer","LRTR","LRTR1251500","Transfer Längsn.Rohr  LRTR 125.1500","",35,65.599999999999994,{"$f":"G3881*(1-VLOOKUP(F3881,Konditionen!$B:$D,3,0))","v":65.599999999999994}]
["Lindab Transfer","LRTR","LRTR1602000","Transfer Längsn.Rohr  LRTR 160.2000","",35,114.6,{"$f":"G3894*(1-VLOOKUP(F3894,Konditionen!$B:$D,3,0))","v":114.6}]
["Lindab Transfer","LRTR","LRTR200500","Transfer Längsn.Rohr  LRTR 200.500","",35,40.950000000000003,{"$f":"G3903*(1-VLOOKUP(F3903,Konditionen!$B:$D,3,0))","v":40.950000000000003}]
["Lindab Transfer","LRTR","LRTR3501500","Transfer Längsn.Rohr  LRTR 350.1500","",35,164.45,{"$f":"G3924*(1-VLOOKUP(F3924,Konditionen!$B:$D,3,0))","v":164.45}]
["Lindab Transfer","LRTR","LRTR3503000","Transfer Längsn.Rohr  LRTR 350.2960","neue Länge: 2960 mm",35,316.75,{"$f":"G3926*(1-VLOOKUP(F3926,Konditionen!$B:$D,3,0))","v":316.75}]
["Diverse","LSD","LSD100","Rohrschelle 2-teilig     LSD 100","mit Dämmeinlage u. Mutter M8/M10","Netto",1.2,{"$f":"G3945*(1-VLOOKUP(F3945,Konditionen!$B:$D,3,0))","v":1.2}]
["Diverse","LSD","LSD280","Rohrschelle 2-teilig     LSD 280","mit Dämmeinlage u. Mutter M8/M10","Netto",4.0999999999999996,{"$f":"G3958*(1-VLOOKUP(F3958,Konditionen!$B:$D,3,0))","v":4.0999999999999996}]
["Diverse","LSD","LSD630","Rohrschelle 2-teilig     LSD 630","mit Dämmeinlage u. Mutter M8/M10","Netto",10.199999999999999,{"$f":"G3967*(1-VLOOKUP(F3967,Konditionen!$B:$D,3,0))","v":10.199999999999999}]
["Diverse","LSK","LSK2718200","Schienenkonsole LSK 27/18","L=200mm  verz.","Netto",2.8,{"$f":"G3976*(1-VLOOKUP(F3976,Konditionen!$B:$D,3,0))","v":2.8}]
["Diverse","LSK","LSK4141210","Schienenkonsole LSK 41/41","L=210 verz. t=2,00","Netto",6.2,{"$f":"G3990*(1-VLOOKUP(F3990,Konditionen!$B:$D,3,0))","v":6.2}]
["Diverse","LTLMSA","LTLMSA03","Luftmessschlauch zu LT600  4 m","für Adapter 0,3 *** Netto-Preis ***","Netto",29.45,{"$f":"G3997*(1-VLOOKUP(F3997,Konditionen!$B:$D,3,0))","v":29.45}]
["Kunststoff","MAKS","MAKSPP110","Kugelmanschette in PP 110","befestigung mit Spannbändern","17.ALLG",37.4,{"$f":"G4018*(1-VLOOKUP(F4018,Konditionen!$B:$D,3,0))","v":37.4}]
["Kunststoff","MAKS","MAKSPP125","Kugelmanschette in PP 125","befestigung mit Spannbändern","17.ALLG",40.1,{"$f":"G4019*(1-VLOOKUP(F4019,Konditionen!$B:$D,3,0))","v":40.1}]
["Luftdurchlässe","MBB","MBB-100-160-E","Anschlußkasten        MBB-100-160-E","Meß-/Drosseleinheit f. Abluft",70,148,{"$f":"G4040*(1-VLOOKUP(F4040,Konditionen!$B:$D,3,0))","v":148}]
["Luftdurchlässe","MBB","MBB-125-125-S","Anschlußkasten        MBB-125-125-S","Meß-/Drosseleinheit f. Zuluft",70,168.35,{"$f":"G4043*(1-VLOOKUP(F4043,Konditionen!$B:$D,3,0))","v":168.35}]
["Luftdurchlässe","MBB","MBB-250-250-S","Anschlußkasten        MBB-250-250-S","Meß-/Drosseleinheit f. Zuluft",70,318.95,{"$f":"G4061*(1-VLOOKUP(F4061,Konditionen!$B:$D,3,0))","v":318.95}]
["Luftdurchlässe","MBZ","MBZ-100","Verlängerungsstutzen        MBZ-100","passend zum Anschlusskasten MBB",70,9,{"$f":"G4070*(1-VLOOKUP(F4070,Konditionen!$B:$D,3,0))","v":9}]
["Diverse","MCU","MCU160880","Verteilerkasten MCU 160-80-8","d1= 160mm / d3= 80mm","Netto",69.25,{"$f":"G4083*(1-VLOOKUP(F4083,Konditionen!$B:$D,3,0))","v":69.25}]
["Diverse","MDH","MDH1120","M-Form Rohrkonsole         MDH 1120","*** Netto-Preis ***","Netto",38.549999999999997,{"$f":"G4092*(1-VLOOKUP(F4092,Konditionen!$B:$D,3,0))","v":38.549999999999997}]
["Diverse","MDH","MDH800","M-Form Rohrkonsole          MDH 800","*** Netto-Preis ***","Netto",32.6,{"$f":"G4113*(1-VLOOKUP(F4113,Konditionen!$B:$D,3,0))","v":32.6}]
["Diverse","MDH","MDH900","M-Form Rohrkonsole          MDH 900","*** Netto-Preis ***","Netto",32.6,{"$f":"G4114*(1-VLOOKUP(F4114,Konditionen!$B:$D,3,0))","v":32.6}]
["Diverse","METUNOCK","METUNOCK224","Nocken für Metu-Flansch        224","je Ende                 Netto-Preis","Netto",1.1000000000000001,{"$f":"G4134*(1-VLOOKUP(F4134,Konditionen!$B:$D,3,0))","v":1.1000000000000001}]
["Diverse","METUNOCK","METUNOCK800","Nocken für Metu-Flansch        800","je Ende                 Netto-Preis","Netto",3.4,{"$f":"G4147*(1-VLOOKUP(F4147,Konditionen!$B:$D,3,0))","v":3.4}]
["Lindab Isol","MFI","MFI25400","Muffe isoliert   MFI 25        400","25mm Isolierung",65,92.4,{"$f":"G4156*(1-VLOOKUP(F4156,Konditionen!$B:$D,3,0))","v":92.4}]
["Lindab Isol","MFI","MFI50355","Muffe isoliert   MFI 50        355","50mm Isolierung",65,103.9,{"$f":"G4165*(1-VLOOKUP(F4165,Konditionen!$B:$D,3,0))","v":103.9}]
["Kunststoff","MFLPPS","MFLPPS315","Muffenflansch in PPs 315","","17.ALLG",21.9,{"$f":"G4178*(1-VLOOKUP(F4178,Konditionen!$B:$D,3,0))","v":21.9}]
["Kunststoff","MFLPPS","MFLPPS63","Muffenflansch in PPs 63","","17.ALLG",10.25,{"$f":"G4186*(1-VLOOKUP(F4186,Konditionen!$B:$D,3,0))","v":10.25}]
["Kunststoff","MFPPS","MFPPS315","PPs Muffe DN 315","","17.ALLG",20.3,{"$f":"G4199*(1-VLOOKUP(F4199,Konditionen!$B:$D,3,0))","v":20.3}]
["Kunststoff","MFPPS","MFPPS630","PPs Muffe DN 630","","17.ALLG",134.69999999999999,{"$f":"G4208*(1-VLOOKUP(F4208,Konditionen!$B:$D,3,0))","v":134.69999999999999}]
["Edelstahl","MFV2A","MFV2A125","Muffe            MF V2A        125","Edelstahl W.Nr. 1.4301",60,24.85,{"$f":"G4229*(1-VLOOKUP(F4229,Konditionen!$B:$D,3,0))","v":24.85}]
["Edelstahl","MFV2A","MFV2A450","Muffe            MF V2A        450","Edelstahl W.Nr. 1.4301",60,104.35,{"$f":"G4242*(1-VLOOKUP(F4242,Konditionen!$B:$D,3,0))","v":104.35}]
["Rohre und Formteile","MF","MF100","Muffe            MF            100","",30,8.5,{"$f":"G4250*(1-VLOOKUP(F4250,Konditionen!$B:$D,3,0))","v":8.5}]
["Rohre und Formteile","MF","MF180","Muffe            MF            180","",30,10.25,{"$f":"G4259*(1-VLOOKUP(F4259,Konditionen!$B:$D,3,0))","v":10.25}]
["Rohre und Formteile","MF","MF63","Muffe            MF            63","",30,7.9,{"$f":"G4272*(1-VLOOKUP(F4272,Konditionen!$B:$D,3,0))","v":7.9}]
["Dachhauben","MGL","MGL160","Membrandurchführung MGL 160","",53,33.200000000000003,{"$f":"G4281*(1-VLOOKUP(F4281,Konditionen!$B:$D,3,0))","v":33.200000000000003}]
["Diverse","MHU","MHU1608060","Verteilerkasten MHU 160-80-6-0","d1=160mm / d3=80mm","Netto",60.45,{"$f":"G4295*(1-VLOOKUP(F4295,Konditionen!$B:$D,3,0))","v":60.45}]
["Ventilatoren","MK","MK160","Befestigungsmanschette MK 160","für Rohrventilatoren","Netto",2.75,{"$f":"G4302*(1-VLOOKUP(F4302,Konditionen!$B:$D,3,0))","v":2.75}]
["Diverse","MOFA","MOFA224","Bord an Formst.od.LNR    MOFA  224","für ??                  Netto-Preis","Netto",1.1000000000000001,{"$f":"G4323*(1-VLOOKUP(F4323,Konditionen!$B:$D,3,0))","v":1.1000000000000001}]
["Diverse","MOFA","MOFA80","Bord an Formst.od.LNR    MOFA   80","für ??                  Netto-Preis","Netto",1.1000000000000001,{"$f":"G4336*(1-VLOOKUP(F4336,Konditionen!$B:$D,3,0))","v":1.1000000000000001}]
["Diverse","MOSFA","MOSFA355","Montage Metuflansch AF  MOSFA  355","Edelstahl               Netto-Preis","Netto",17.7,{"$f":"G4345*(1-VLOOKUP(F4345,Konditionen!$B:$D,3,0))","v":17.7}]
["Brandschutz","MSE","MSE","Elektrischer Endlagenschalter MS-E","für BEK-K90",8006,62.53,{"$f":"G4359*(1-VLOOKUP(F4359,Konditionen!$B:$D,3,0))","v":62.53}]
["Diverse","MSK","MSK2830","Schutzkappe  MSK 28/30    Stück","für Montageschiene 28x30mm","Netto",0.2,{"$f":"G4366*(1-VLOOKUP(F4366,Konditionen!$B:$D,3,0))","v":0.2}]
["Diverse","MS","MS38406","Montageschiene MS 38/40","L=6000, t=2,00","Netto",33.75,{"$f":"G4375*(1-VLOOKUP(F4375,Konditionen!$B:$D,3,0))","v":33.75}]
["Ventilatoren","MUBT","MUBT025355EC","MUBT 025 355EC Poti Thermov.","230V/50Hz, 1~, EC-Motor,","Netto",1165.45,{"$f":"G4388*(1-VLOOKUP(F4388,Konditionen!$B:$D,3,0))","v":1165.45}]
["Ventilatoren","MUBT","MUBT062630D4IE2","MUBT 062 630D4 IE2 Thermovent","678x678mm, 400V/50HZ, 3~,","Netto",1487.65,{"$f":"G4397*(1-VLOOKUP(F4397,Konditionen!$B:$D,3,0))","v":1487.65}]
["Metu ","MU","MU15EPDM","Rohrmuffe MU 15 verz mit EPDM","150 mm","14.MS",8.4,{"$f":"G4419*(1-VLOOKUP(F4419,Konditionen!$B:$D,3,0))","v":8.4}]
["Diverse","MU","MU200","Formteilmontage     NW 200mm","Safe mit Selbstbohrschrauben","Netto",8.1,{"$f":"G4430*(1-VLOOKUP(F4430,Konditionen!$B:$D,3,0))","v":8.1}]
["Diverse","MU","MU280","Formteilmontage     NW 280mm","Safe mit Selbstbohrschrauben","Netto",9.5,{"$f":"G4439*(1-VLOOKUP(F4439,Konditionen!$B:$D,3,0))","v":9.5}]
["Metu ","MU","MU45EPDM","Rohrmuffe MU 45 verz mit EPDM","450 mm","14.MS",18,{"$f":"G4452*(1-VLOOKUP(F4452,Konditionen!$B:$D,3,0))","v":18}]
["Metu ","MU","MU60EPDM","Rohrmuffe MU 60 verz mit EPDM","600 mm","14.MS",24,{"$f":"G4461*(1-VLOOKUP(F4461,Konditionen!$B:$D,3,0))","v":24}]
["Metu ","MU","MU71PE","Rohrmuffe MU 71 verz mit PE","710 mm","14.MS",19.05,{"$f":"G4472*(1-VLOOKUP(F4472,Konditionen!$B:$D,3,0))","v":19.05}]
["Metu ","MU","MU9PE","Rohrmuffe MU   9 verz mit PE","90 mm","14.MS",4.8,{"$f":"G4482*(1-VLOOKUP(F4482,Konditionen!$B:$D,3,0))","v":4.8}]
["Diverse","NCP","NCP","Falzspitzenzange             NCP","Zubehör für SR CUTTER","Netto",77.849999999999994,{"$f":"G4491*(1-VLOOKUP(F4491,Konditionen!$B:$D,3,0))","v":77.849999999999994}]
["Kunststoff","NLRPPS","NLRPPS375M","NAHTLOSROHR NLR PPs     3,0   75","Preis per Meter (Lieferlänge=5M)","17.ALLG",7.1,{"$f":"G4512*(1-VLOOKUP(F4512,Konditionen!$B:$D,3,0))","v":7.1}]
["Entrauchung","NPUFP","NPUFP140","Nippel   NPUFP   140","Lindab FireProtect Rund",80,24.85,{"$f":"G4525*(1-VLOOKUP(F4525,Konditionen!$B:$D,3,0))","v":24.85}]
["Entrauchung","NPUFP","NPUFP400","Nippel   NPUFP   400","Lindab FireProtect Rund",80,56.55,{"$f":"G4536*(1-VLOOKUP(F4536,Konditionen!$B:$D,3,0))","v":56.55}]
["Lindab Isol","NPUI","NPUI25125","Nippel isoliert  NPUI 25       125","25mm Isolierung",65,39.5,{"$f":"G4546*(1-VLOOKUP(F4546,Konditionen!$B:$D,3,0))","v":39.5}]
["Lindab Isol","NPUI","NPUI50100","Nippel isoliert  NPUI 50       100","50mm Isolierung",65,44.5,{"$f":"G4555*(1-VLOOKUP(F4555,Konditionen!$B:$D,3,0))","v":44.5}]
["Lindab Isol","NPUI","NPUI50500","Nippel isoliert  NPUI 50       500","50mm Isolierung",65,141.5,{"$f":"G4564*(1-VLOOKUP(F4564,Konditionen!$B:$D,3,0))","v":141.5}]
["Edelstahl","NPUV2A","NPUV2A315","Nippel          NPU V2A        315","Edelstahl W.Nr. 1.4301",60,140.6,{"$f":"G4577*(1-VLOOKUP(F4577,Konditionen!$B:$D,3,0))","v":140.6}]
["Rohre und Formteile","NPU","NPU1000","Nippel           NPU           1000","",30,192.85,{"$f":"G4589*(1-VLOOKUP(F4589,Konditionen!$B:$D,3,0))","v":192.85}]
["Rohre und Formteile","NPU","NPU200","Nippel           NPU           200","",30,21.35,{"$f":"G4598*(1-VLOOKUP(F4598,Konditionen!$B:$D,3,0))","v":21.35}]
["Luftdurchlässe","NR19S","NR19S500200","Wandauslaß mit Düsen NR19-S-500x200","zur Montage in Anschlußkasten    WB",70,109.9,{"$f":"G4619*(1-VLOOKUP(F4619,Konditionen!$B:$D,3,0))","v":109.9}]
["Luftdurchlässe","NS19V","NS19V-S-0-250-21","Deckendurchlass   NS19-V-S-0-250-21","mit einstellbaren Düsen; Zuluft",70,389.45,{"$f":"G4628*(1-VLOOKUP(F4628,Konditionen!$B:$D,3,0))","v":389.45}]
["Luftdurchlässe","OPT","OPT100","Zuluftventil  OPT              100","Kunststoff mit Montagering",70,13.7,{"$f":"G4641*(1-VLOOKUP(F4641,Konditionen!$B:$D,3,0))","v":13.7}]
["Lindab Transfer","ORINGTR","ORINGTR180","Oring für Transfer    ORINGTR  180","",35,26.3,{"$f":"G4650*(1-VLOOKUP(F4650,Konditionen!$B:$D,3,0))","v":26.3}]
["Lindab Transfer","ORINGTR","ORINGTR80","Oring für Transfer    ORINGTR   80","",35,11.3,{"$f":"G4660*(1-VLOOKUP(F4660,Konditionen!$B:$D,3,0))","v":11.3}]
["Lindab Transfer","OTR","OTR125","Transfer Übergangsstück  OTR  125","alternative Seite aufgeben",35,33.5,{"$f":"G4671*(1-VLOOKUP(F4671,Konditionen!$B:$D,3,0))","v":33.5}]
["Lindab Transfer","OTR","OTR315","Transfer Übergangsstück  OTR   315","alternative Seite aufgeben",35,49.05,{"$f":"G4680*(1-VLOOKUP(F4680,Konditionen!$B:$D,3,0))","v":49.05}]
["Lindab Transfer","OUTR","OUTR224","Transfer Übergangsstück  OUTR   224","auf Safe",35,48.3,{"$f":"G4693*(1-VLOOKUP(F4693,Konditionen!$B:$D,3,0))","v":48.3}]
["Diverse","PCSRS","PCSRS","Staurohr S","zur Messung von Luftgeschwindigkeit","Netto",227.5,{"$f":"G4714*(1-VLOOKUP(F4714,Konditionen!$B:$D,3,0))","v":227.5}]
["Luftdurchlässe","PCY","PCY625","Frontplatte perforiert    PCY-625","Perforierungsmuster rund",70,210.15,{"$f":"G4724*(1-VLOOKUP(F4724,Konditionen!$B:$D,3,0))","v":210.15}]
["Luftdurchlässe","PC6","PC6S160","Runder Deckendurchlass    PC6-S-160","Stutzen vertikal DN160, RAL 9010",70,336.55,{"$f":"G4735*(1-VLOOKUP(F4735,Konditionen!$B:$D,3,0))","v":336.55}]
["Diverse","PH","PH10L","Pendelhänger PH10L M10, Hülse 51 mm","verzinkt             *Netto-Preis*","Netto",0.9,{"$f":"G4744*(1-VLOOKUP(F4744,Konditionen!$B:$D,3,0))","v":0.9}]
["Luftdurchlässe","PKA","PKA315","Deckenauslaß quad. perfor.  PKA-315","ohne Zubehör(DAZ,DKZ,DRZ sep.best.)",70,297.89999999999998,{"$f":"G4753*(1-VLOOKUP(F4753,Konditionen!$B:$D,3,0))","v":297.89999999999998}]
["Luftdurchlässe","PR1","PR1E500300","Wandauslaß            PR1-E-500x300","m. perforier. Frontplatte  RAL 9010",70,64.849999999999994,{"$f":"G4766*(1-VLOOKUP(F4766,Konditionen!$B:$D,3,0))","v":64.849999999999994}]
["Edelstahl","PSKUV2A","PSKUV2A1250630","Sattelstutzen  PSKU V2A   1250.630","Edelstahl W.Nr.1.4301",60,618.25,{"$f":"G4777*(1-VLOOKUP(F4777,Konditionen!$B:$D,3,0))","v":618.25}]
["Edelstahl","PSKUV2A","PSKUV2A150100","Sattelstutzen   PSKU V2A   150.100","Edelstahl W.Nr. 1.4301",60,72.8,{"$f":"G4787*(1-VLOOKUP(F4787,Konditionen!$B:$D,3,0))","v":72.8}]
["Edelstahl","PSKUV2A","PSKUV2A200100","Sattelstutzen   PSKU V2A   200.100","Edelstahl W.Nr. 1.4301",60,72.8,{"$f":"G4808*(1-VLOOKUP(F4808,Konditionen!$B:$D,3,0))","v":72.8}]
["Edelstahl","PSKUV2A","PSKUV2A224100","Sattelstutzen   PSKU V2A   224.100","Edelstahl W.Nr. 1.4301",60,72.8,{"$f":"G4817*(1-VLOOKUP(F4817,Konditionen!$B:$D,3,0))","v":72.8}]
["Edelstahl","PSKUV2A","PSKUV2A250140","Sattelstutzen   PSKU V2A   250.140","Edelstahl W.Nr. 1.4301",60,97.1,{"$f":"G4830*(1-VLOOKUP(F4830,Konditionen!$B:$D,3,0))","v":97.1}]
["Edelstahl","PSKUV2A","PSKUV2A280140","Sattelstutzen   PSKU V2A   280.140","Edelstahl W.Nr. 1.4301",60,97.1,{"$f":"G4841*(1-VLOOKUP(F4841,Konditionen!$B:$D,3,0))","v":97.1}]
["Edelstahl","PSKUV2A","PSKUV2A300112","Sattelstutzen   PSKU V2A   300.112","Edelstahl W.Nr. 1.4301",60,85.35,{"$f":"G4851*(1-VLOOKUP(F4851,Konditionen!$B:$D,3,0))","v":85.35}]
["Edelstahl","PSKUV2A","PSKUV2A300280","Sattelstutzen   PSKU V2A   300.280","Edelstahl W.Nr. 1.4301",60,198.8,{"$f":"G4860*(1-VLOOKUP(F4860,Konditionen!$B:$D,3,0))","v":198.8}]
["Edelstahl","PSKUV2A","PSKUV2A315180","Sattelstutzen   PSKU V2A   315.180","Edelstahl W.Nr. 1.4301",60,115.55,{"$f":"G4869*(1-VLOOKUP(F4869,Konditionen!$B:$D,3,0))","v":115.55}]
["Edelstahl","PSKUV2A","PSKUV2A355160","Sattelstutzen   PSKU V2A   355.160","Edelstahl W.Nr. 1.4301",60,97.1,{"$f":"G4882*(1-VLOOKUP(F4882,Konditionen!$B:$D,3,0))","v":97.1}]
["Edelstahl","PSKUV2A","PSKUV2A400140","Sattelstutzen   PSKU V2A   400.140","Edelstahl W.Nr. 1.4301",60,97.1,{"$f":"G4894*(1-VLOOKUP(F4894,Konditionen!$B:$D,3,0))","v":97.1}]
["Edelstahl","PSKUV2A","PSKUV2A450200","Sattelstutzen   PSKU V2A   450.200","Edelstahl W.Nr. 1.4301",60,115.55,{"$f":"G4911*(1-VLOOKUP(F4911,Konditionen!$B:$D,3,0))","v":115.55}]
["Edelstahl","PSKUV2A","PSKUV2A500160","Sattelstutzen   PSKU V2A   500.160","Edelstahl W.Nr. 1.4301",60,97.1,{"$f":"G4924*(1-VLOOKUP(F4924,Konditionen!$B:$D,3,0))","v":97.1}]
["Edelstahl","PSKUV2A","PSKUV2A500400","Sattelstutzen   PSKU V2A   500.400","Edelstahl W.Nr. 1.4301",60,351.05,{"$f":"G4933*(1-VLOOKUP(F4933,Konditionen!$B:$D,3,0))","v":351.05}]
["Kunststoff","PSK45PPS","PSK45PPS355","Sattelstutzen  45° in PPs 355","kurz, Muffenmaß","17.ALLG",142.65,{"$f":"G4946*(1-VLOOKUP(F4946,Konditionen!$B:$D,3,0))","v":142.65}]
["Kunststoff","PSK90PPS","PSK90PPS180","Sattelstutzen  90° in PPs 180","kurz, Muffenmaß","17.ALLG",43.6,{"$f":"G4958*(1-VLOOKUP(F4958,Konditionen!$B:$D,3,0))","v":43.6}]
["Kunststoff","PSK90PPS","PSK90PPS315","Sattelstutzen  90° in PPs 315","kurz, Muffenmaß","17.ALLG",96.05,{"$f":"G4963*(1-VLOOKUP(F4963,Konditionen!$B:$D,3,0))","v":96.05}]
["Lindab Transfer","PSTR","PSTR125125","Transfer Sattelstutzen PSTR 125.125","",35,46.95,{"$f":"G4976*(1-VLOOKUP(F4976,Konditionen!$B:$D,3,0))","v":46.95}]
["Rohre und Formteile","PSU","PSU12580","Sattelstück 125-140   PSU  125.80","",30,21.8,{"$f":"G4997*(1-VLOOKUP(F4997,Konditionen!$B:$D,3,0))","v":21.8}]
["Rohre und Formteile","PSU","PSU200140","Sattelstück 180-200   PSU  200.140","",30,27.85,{"$f":"G5010*(1-VLOOKUP(F5010,Konditionen!$B:$D,3,0))","v":27.85}]
["Rohre und Formteile","PSU","PSU200150","Sattelstück 180-200   PSU  200.150","",30,27.85,{"$f":"G5011*(1-VLOOKUP(F5011,Konditionen!$B:$D,3,0))","v":27.85}]
["Rohre und Formteile","PSU","PSU280280","Sattelstück     280   PSU  280.280","",30,59.7,{"$f":"G5027*(1-VLOOKUP(F5027,Konditionen!$B:$D,3,0))","v":59.7}]
["Rohre und Formteile","PSU","PSU315300","Sattelstück 315   PSU  315.300","",30,59.7,{"$f":"G5040*(1-VLOOKUP(F5040,Konditionen!$B:$D,3,0))","v":59.7}]
["Rohre und Formteile","PSU","PSU400355","Sattelstück 355-400   PSU  400.355","",30,121.5,{"$f":"G5049*(1-VLOOKUP(F5049,Konditionen!$B:$D,3,0))","v":121.5}]
["Rohre und Formteile","PSU","PSU500224","Sattelstück 400-630   PSU  500.224","",30,40.450000000000003,{"$f":"G5058*(1-VLOOKUP(F5058,Konditionen!$B:$D,3,0))","v":40.450000000000003}]
["Rohre und Formteile","PSU","PSU630560","Sattelstück 560-630   PSU  630.560","",30,206.25,{"$f":"G5075*(1-VLOOKUP(F5075,Konditionen!$B:$D,3,0))","v":206.25}]
["Lindab Transfer","PSVTR","PSVTR315315","Transfer Sattel PSVTR 30   315.315","",35,189.8,{"$f":"G5091*(1-VLOOKUP(F5091,Konditionen!$B:$D,3,0))","v":189.8}]
["Rohre und Formteile","PSVU","PSVU45150150","Sattelstück      PSVU 45   150.150","",30,64,{"$f":"G5104*(1-VLOOKUP(F5104,Konditionen!$B:$D,3,0))","v":64}]
["Rohre und Formteile","PSVU","PSVU45355355","Sattelstück      PSVU 45   355.355","",30,121.5,{"$f":"G5113*(1-VLOOKUP(F5113,Konditionen!$B:$D,3,0))","v":121.5}]
["Rohre und Formteile","PSVU","PSVU45800800","Sattelstück      PSVU 45   800.800","",30,361.8,{"$f":"G5122*(1-VLOOKUP(F5122,Konditionen!$B:$D,3,0))","v":361.8}]
["Luftdurchlässe","PS1V","PS1V-E-0-315-21","Deckendurchlass    PS1-V-E-0-315-21","perf. Frontplatte, Abluft, RAL9010",70,394,{"$f":"G5139*(1-VLOOKUP(F5139,Konditionen!$B:$D,3,0))","v":394}]
["Luftdurchlässe","PS1V","PS1V-S-0-200-21","Deckendurchlass    PS1-V-S-0-200-21","perf. Frontplatte, Zuluft, RAL9010",70,238.65,{"$f":"G5143*(1-VLOOKUP(F5143,Konditionen!$B:$D,3,0))","v":238.65}]
["Luftdurchlässe","PS8V","PS8V-S-0-200-21","Dralldurchlass     PS8-V-S-0-200-21","perf. Frontplatte, Zuluft, RAL9010",70,344.65,{"$f":"G5152*(1-VLOOKUP(F5152,Konditionen!$B:$D,3,0))","v":344.65}]
["Kunststoff","PS90PPS","PS90PPS200M","Sattelstutzen in PPs 200mm 90°","Muffenmaß","17.ALLG",77.099999999999994,{"$f":"G5165*(1-VLOOKUP(F5165,Konditionen!$B:$D,3,0))","v":77.099999999999994}]
["Kunststoff","PS90PPS","PS90PPS560R","Sattelstutzen in PPs 560mm 90°","Rohranschluss","17.ALLG",290.60000000000002,{"$f":"G5186*(1-VLOOKUP(F5186,Konditionen!$B:$D,3,0))","v":290.60000000000002}]
["Lindab Transfer","PTR","PTR140","Transfer Pass-Stück   PTR      140","",35,25.45,{"$f":"G5199*(1-VLOOKUP(F5199,Konditionen!$B:$D,3,0))","v":25.45}]
["Lindab Transfer","PTR","PTR450","Transfer Pass-Stück   PTR      450","",35,52.5,{"$f":"G5210*(1-VLOOKUP(F5210,Konditionen!$B:$D,3,0))","v":52.5}]
["Diverse","PVCU","PVCU125632","Anschlußkasten PVCU 125-63-2","","Netto",26.2,{"$f":"G5216*(1-VLOOKUP(F5216,Konditionen!$B:$D,3,0))","v":26.2}]
["Diverse","PVDP","PVDP31590050","Rundschalldämpfer mit Kern 315.900"," 50mm Isolierung, mineralfaserfrei","Netto",262.95,{"$f":"G5229*(1-VLOOKUP(F5229,Konditionen!$B:$D,3,0))","v":262.95}]
["Diverse","PVDP","PVDP5001200100","Rundschalldämpfer mit Kern 500.1200"," 100mm Isolierung, mineralfaserfrei","Netto",632.5,{"$f":"G5238*(1-VLOOKUP(F5238,Konditionen!$B:$D,3,0))","v":632.5}]
["Diverse","PVDP","PVDP630900100","Rundschalldämpfer mit Kern 630.900"," 100mm Isolierung, mineralfaserfrei","Netto",541.25,{"$f":"G5251*(1-VLOOKUP(F5251,Konditionen!$B:$D,3,0))","v":541.25}]
["Diverse","PVD","PVD125300100","Rohrschalldämpfer  PVD 125.330.300","mineralfaserfrei,","Netto",151.25,{"$f":"G5263*(1-VLOOKUP(F5263,Konditionen!$B:$D,3,0))","v":151.25}]
["Diverse","PVD","PVD20030050","Rohrschalldämpfer  PVD 200.302.300","mineralfaserfrei,","Netto",138.6,{"$f":"G5280*(1-VLOOKUP(F5280,Konditionen!$B:$D,3,0))","v":138.6}]
["Diverse","PVD","PVD315600100","Rohrschalldämpfer  PVD 315.520.600","mineralfaserfrei,","Netto",225.65,{"$f":"G5293*(1-VLOOKUP(F5293,Konditionen!$B:$D,3,0))","v":225.65}]
["Diverse","PVWU","PVWU125801","Anschlußkasten PVWU 125-80-1","","Netto",21.35,{"$f":"G5302*(1-VLOOKUP(F5302,Konditionen!$B:$D,3,0))","v":21.35}]
["Dachhauben","QDDFD","QDDFD60","Dachdurchführung 1,0mm verzinkt STK","600 x 600mm doppelwandige Ausfg.",53,1346,{"$f":"G5311*(1-VLOOKUP(F5311,Konditionen!$B:$D,3,0))","v":1346}]
["Dachhauben","QDDF","QDDF30","Dachdurchführung 300 x 300mm    STK","0° Neigung einw. Ausführung L=1.000",53,151.9,{"$f":"G5327*(1-VLOOKUP(F5327,Konditionen!$B:$D,3,0))","v":151.9}]
["Dachhauben","QFDSVZ","QFDSVZ1000","Flachdachsockel A=1.000mm       STK","..° Dachneigung s=2.00mm verzinkt",53,754.65,{"$f":"G5332*(1-VLOOKUP(F5332,Konditionen!$B:$D,3,0))","v":754.65}]
["Entrauchung","QFPWKS","QFPWKS1003252","Weichstoffkompensator           STK","1.003 x 252mm",80,816.95,{"$f":"G5345*(1-VLOOKUP(F5345,Konditionen!$B:$D,3,0))","v":816.95}]
["Entrauchung","QFPWKS","QFPWKS1003797","Weichstoffkompensator           STK","1.003 x 797mm",80,1048,{"$f":"G5354*(1-VLOOKUP(F5354,Konditionen!$B:$D,3,0))","v":1048}]
["Entrauchung","QFPWKS","QFPWKS1262449","Weichstoffkompensator           STK","B=1262mm H=449mm",80,1017,{"$f":"G5375*(1-VLOOKUP(F5375,Konditionen!$B:$D,3,0))","v":1017}]
["Entrauchung","QFPWKS","QFPWKS1262797","Weichstoffkompensator           STK","B=1262mm H=797mm",80,1164,{"$f":"G5380*(1-VLOOKUP(F5380,Konditionen!$B:$D,3,0))","v":1164}]
["Entrauchung","QFPWKS","QFPWKS252201","Weichstoffkompensator           STK","B=252mm H=201mm",80,472.2,{"$f":"G5396*(1-VLOOKUP(F5396,Konditionen!$B:$D,3,0))","v":472.2}]
["Entrauchung","QFPWKS","QFPWKS318201","Weichstoffkompensator           STK","B=318mm H=201mm",80,500.6,{"$f":"G5409*(1-VLOOKUP(F5409,Konditionen!$B:$D,3,0))","v":500.6}]
["Entrauchung","QFPWKS","QFPWKS318711","Weichstoffkompensator           STK","B=318mm H=711mm",80,722.6,{"$f":"G5418*(1-VLOOKUP(F5418,Konditionen!$B:$D,3,0))","v":722.6}]
["Entrauchung","QFPWKS","QFPWKS357449","Weichstoffkompensator           STK","B=357mm H=449mm",80,624.95000000000005,{"$f":"G5427*(1-VLOOKUP(F5427,Konditionen!$B:$D,3,0))","v":624.95000000000005}]
["Entrauchung","QFPWKS","QFPWKS400711","Weichstoffkompensator           STK","B=400mm H=711mm",80,757.55,{"$f":"G5444*(1-VLOOKUP(F5444,Konditionen!$B:$D,3,0))","v":757.55}]
["Entrauchung","QFPWKS","QFPWKS449201","Weichstoffkompensator           STK","B=449mm H=201mm",80,558.54999999999995,{"$f":"G5448*(1-VLOOKUP(F5448,Konditionen!$B:$D,3,0))","v":558.54999999999995}]
["Entrauchung","QFPWKS","QFPWKS503634","Weichstoffkompensator           STK","B=503mm H=634mm",80,768.05,{"$f":"G5469*(1-VLOOKUP(F5469,Konditionen!$B:$D,3,0))","v":768.05}]
["Entrauchung","QFPWKS","QFPWKS565634","Weichstoffkompensator           STK","B=565mm H=634mm",80,792.55,{"$f":"G5482*(1-VLOOKUP(F5482,Konditionen!$B:$D,3,0))","v":792.55}]
["Entrauchung","QFPWKS","QFPWKS634400","Weichstoffkompensator           STK","B=634mm H=400mm",80,724.35,{"$f":"G5491*(1-VLOOKUP(F5491,Konditionen!$B:$D,3,0))","v":724.35}]
["Entrauchung","QFPWKS","QFPWKS634797","Weichstoffkompensator           STK","B=634mm H=797mm",80,890.2,{"$f":"G5497*(1-VLOOKUP(F5497,Konditionen!$B:$D,3,0))","v":890.2}]
["Entrauchung","QFPWKS","QFPWKS7971000","Weichstoffkompensator           STK","B=797mm H=1000mm",80,1048,{"$f":"G5512*(1-VLOOKUP(F5512,Konditionen!$B:$D,3,0))","v":1048}]
["Entrauchung","QFPWKS","QFPWKS797634","Weichstoffkompensator           STK","B=797mm H=634mm",80,890.2,{"$f":"G5521*(1-VLOOKUP(F5521,Konditionen!$B:$D,3,0))","v":890.2}]
["Entrauchung","QFPWKS","QFPWKS894634","Weichstoffkompensator           STK","B=894mm H=634mm",80,933.75,{"$f":"G5534*(1-VLOOKUP(F5534,Konditionen!$B:$D,3,0))","v":933.75}]
["Kunststoff","RCEFFIPP","RCEFFIPPS11050","PPs Reduzierung 110x50 mm","mit eingespritzter Lippendichtung","17.EFFI",24.6,{"$f":"G5543*(1-VLOOKUP(F5543,Konditionen!$B:$D,3,0))","v":24.6}]
["Kunststoff","RCEFFIPP","RCEFFIPPS20090","PPs Reduzierung 200x90 mm","mit eingespritzter Lippendichtung","17.EFFI",56.65,{"$f":"G5557*(1-VLOOKUP(F5557,Konditionen!$B:$D,3,0))","v":56.65}]
["Rohre und Formteile","RCFU","RCFU12580","Reduzierung      RCFU      125.80","",30,19.5,{"$f":"G5576*(1-VLOOKUP(F5576,Konditionen!$B:$D,3,0))","v":19.5}]
["Rohre und Formteile","RCFU","RCFU180150","Reduzierung      RCFU      180.150","",30,29.1,{"$f":"G5585*(1-VLOOKUP(F5585,Konditionen!$B:$D,3,0))","v":29.1}]
["Rohre und Formteile","RCFU","RCFU250150","Reduzierung      RCFU      250.150","",30,37.799999999999997,{"$f":"G5598*(1-VLOOKUP(F5598,Konditionen!$B:$D,3,0))","v":37.799999999999997}]
["Rohre und Formteile","RCFU","RCFU315250","Reduzierung      RCFU      315.250","",30,49.45,{"$f":"G5607*(1-VLOOKUP(F5607,Konditionen!$B:$D,3,0))","v":49.45}]
["Rohre und Formteile","RCFU","RCFU8063","Reduzierung      RCFU       80.63","",30,19.5,{"$f":"G5621*(1-VLOOKUP(F5621,Konditionen!$B:$D,3,0))","v":19.5}]
["Lindab Isol","RCLFUI","RCLFUI25125100","Reduzierung Isol RCFLUI 25 125.100","25mm Isolierung",65,117.65,{"$f":"G5628*(1-VLOOKUP(F5628,Konditionen!$B:$D,3,0))","v":117.65}]
["Lindab Isol","RCLFUI","RCLFUI25250200","Reduzierung Isol RCFLUI 25 250.200","25mm Isolierung",65,214.55,{"$f":"G5637*(1-VLOOKUP(F5637,Konditionen!$B:$D,3,0))","v":214.55}]
["Lindab Isol","RCLFUI","RCLFUI25400125","Reduzierung Isol RCFLUI 25 400.125","25mm Isolierung",65,387.7,{"$f":"G5650*(1-VLOOKUP(F5650,Konditionen!$B:$D,3,0))","v":387.7}]
["Lindab Isol","RCLFUI","RCLFUI25500400","Reduzierung Isol RCFLUI 25 500.400","25mm Isolierung",65,463.95,{"$f":"G5671*(1-VLOOKUP(F5671,Konditionen!$B:$D,3,0))","v":463.95}]
["Lindab Isol","RCLFUI","RCLFUI50250125","Reduzierung Isol RCFLUI 50 250.125","50mm Isolierung",65,238.65,{"$f":"G5680*(1-VLOOKUP(F5680,Konditionen!$B:$D,3,0))","v":238.65}]
["Lindab Isol","RCLFUI","RCLFUI50300150","Reduzierung Isol RCFLUI 50 300.150","50mm Isolierung",65,291.64999999999998,{"$f":"G5685*(1-VLOOKUP(F5685,Konditionen!$B:$D,3,0))","v":291.64999999999998}]
["Lindab Isol","RCLFUI","RCLFUI50450100","Reduzierung Isol RCFLUI 50 450.100","50mm Isolierung",65,503.85,{"$f":"G5701*(1-VLOOKUP(F5701,Konditionen!$B:$D,3,0))","v":503.85}]
["Lindab Isol","RCLFUI","RCLFUI50500125","Reduzierung Isol RCFLUI 50 500.125","50mm Isolierung",65,566.20000000000005,{"$f":"G5710*(1-VLOOKUP(F5710,Konditionen!$B:$D,3,0))","v":566.20000000000005}]
["Rohre und Formteile","RCLFU","RCLFU1000630","Reduzierung      RCFLU    1000.630","",30,571.54999999999995,{"$f":"G5723*(1-VLOOKUP(F5723,Konditionen!$B:$D,3,0))","v":571.54999999999995}]
["Rohre und Formteile","RCLFU","RCLFU1120630","Reduzierung      RCFLU    1120.630","",30,750.45,{"$f":"G5732*(1-VLOOKUP(F5732,Konditionen!$B:$D,3,0))","v":750.45}]
["Rohre und Formteile","RCLFU","RCLFU12563","Reduzierung      RCFLU     125.63","",30,46.2,{"$f":"G5749*(1-VLOOKUP(F5749,Konditionen!$B:$D,3,0))","v":46.2}]
["Rohre und Formteile","RCLFU","RCLFU18080","Reduzierung      RCFLU     180.80","",30,59.1,{"$f":"G5765*(1-VLOOKUP(F5765,Konditionen!$B:$D,3,0))","v":59.1}]
["Rohre und Formteile","RCLFU","RCLFU250112","Reduzierung      RCFLU     250.112","",30,67.900000000000006,{"$f":"G5774*(1-VLOOKUP(F5774,Konditionen!$B:$D,3,0))","v":67.900000000000006}]
["Rohre und Formteile","RCLFU","RCLFU300100","Reduzierung      RCFLU     300.100","",30,88.1,{"$f":"G5787*(1-VLOOKUP(F5787,Konditionen!$B:$D,3,0))","v":88.1}]
["Rohre und Formteile","RCLFU","RCLFU315100","Reduzierung      RCFLU     315.100","",30,90.5,{"$f":"G5796*(1-VLOOKUP(F5796,Konditionen!$B:$D,3,0))","v":90.5}]
["Rohre und Formteile","RCLFU","RCLFU355224","Reduzierung      RCFLU     355.224","",30,102.55,{"$f":"G5809*(1-VLOOKUP(F5809,Konditionen!$B:$D,3,0))","v":102.55}]
["Rohre und Formteile","RCLFU","RCLFU450200","Reduzierung      RCFLU     450.200","",30,145.30000000000001,{"$f":"G5817*(1-VLOOKUP(F5817,Konditionen!$B:$D,3,0))","v":145.30000000000001}]
["Rohre und Formteile","RCLFU","RCLFU500300","Reduzierung      RCFLU     500.300","",30,164.35,{"$f":"G5826*(1-VLOOKUP(F5826,Konditionen!$B:$D,3,0))","v":164.35}]
["Rohre und Formteile","RCLFU","RCLFU600355","Reduzierung      RCFLU     600.355","",30,205.4,{"$f":"G5839*(1-VLOOKUP(F5839,Konditionen!$B:$D,3,0))","v":205.4}]
["Rohre und Formteile","RCLFU","RCLFU800560","Reduzierung      RCFLU     800.560","",30,331.95,{"$f":"G5860*(1-VLOOKUP(F5860,Konditionen!$B:$D,3,0))","v":331.95}]
["Rohre und Formteile","RCLFU","RCLFU800630","Reduzierung      RCFLU     800.630","",30,322.75,{"$f":"G5862*(1-VLOOKUP(F5862,Konditionen!$B:$D,3,0))","v":322.75}]
["Lindab Transfer","RCLTR","RCLTR150125","Transfer Reduzierung RCLTR 150.125","",35,62.2,{"$f":"G5881*(1-VLOOKUP(F5881,Konditionen!$B:$D,3,0))","v":62.2}]
["Lindab Transfer","RCLTR","RCLTR180125","Transfer Reduzierung RCLTR 180.125","",35,78.849999999999994,{"$f":"G5890*(1-VLOOKUP(F5890,Konditionen!$B:$D,3,0))","v":78.849999999999994}]
["Lindab Transfer","RCLTR","RCLTR224125","Transfer Reduzierung RCLTR 224.125","",35,99.85,{"$f":"G5903*(1-VLOOKUP(F5903,Konditionen!$B:$D,3,0))","v":99.85}]
["Lindab Transfer","RCLTR","RCLTR250140","Transfer Reduzierung RCLTR 250.140","",35,99.85,{"$f":"G5912*(1-VLOOKUP(F5912,Konditionen!$B:$D,3,0))","v":99.85}]
["Lindab Transfer","RCLTR","RCLTR300224","Transfer Reduzierung RCLTR 300.224","",35,108.1,{"$f":"G5926*(1-VLOOKUP(F5926,Konditionen!$B:$D,3,0))","v":108.1}]
["Lindab Transfer","RCLTR","RCLTR315200","Transfer Reduzierung RCLTR 315.200","",35,120.15,{"$f":"G5933*(1-VLOOKUP(F5933,Konditionen!$B:$D,3,0))","v":120.15}]
["Lindab Transfer","RCLTR","RCLTR400350","Transfer Reduzierung RCLTR 400.350","",35,171.8,{"$f":"G5954*(1-VLOOKUP(F5954,Konditionen!$B:$D,3,0))","v":171.8}]
["Lindab Transfer","RCLTR","RCLTR450400","Transfer Reduzierung RCLTR 450.400","",35,235.05,{"$f":"G5963*(1-VLOOKUP(F5963,Konditionen!$B:$D,3,0))","v":235.05}]
["Entrauchung","RCLUFP","RCLUFP1000560","Reduzierung   RCLUFP   1000.560","Lindab FireProtect Rund",80,760.9,{"$f":"G5976*(1-VLOOKUP(F5976,Konditionen!$B:$D,3,0))","v":760.9}]
["Entrauchung","RCLUFP","RCLUFP1000710","Reduzierung   RCLUFP   1000.710","Lindab FireProtect Rund",80,719.85,{"$f":"G5979*(1-VLOOKUP(F5979,Konditionen!$B:$D,3,0))","v":719.85}]
["Entrauchung","RCLUFP","RCLUFP180100","Reduzierung   RCLUFP   180.100","Lindab FireProtect Rund",80,71.849999999999994,{"$f":"G5997*(1-VLOOKUP(F5997,Konditionen!$B:$D,3,0))","v":71.849999999999994}]
["Entrauchung","RCLUFP","RCLUFP200140","Reduzierung   RCLUFP   200.140","Lindab FireProtect Rund",80,73.2,{"$f":"G6006*(1-VLOOKUP(F6006,Konditionen!$B:$D,3,0))","v":73.2}]
["Entrauchung","RCLUFP","RCLUFP224160","Reduzierung   RCLUFP   224.160","Lindab FireProtect Rund",80,85.5,{"$f":"G6015*(1-VLOOKUP(F6015,Konditionen!$B:$D,3,0))","v":85.5}]
["Entrauchung","RCLUFP","RCLUFP280112","Reduzierung   RCLUFP   280.112","Lindab FireProtect Rund",80,111.65,{"$f":"G6028*(1-VLOOKUP(F6028,Konditionen!$B:$D,3,0))","v":111.65}]
["Entrauchung","RCLUFP","RCLUFP300180","Reduzierung   RCLUFP   300.180","Lindab FireProtect Rund",80,106,{"$f":"G6043*(1-VLOOKUP(F6043,Konditionen!$B:$D,3,0))","v":106}]
["Entrauchung","RCLUFP","RCLUFP315112","Reduzierung   RCLUFP   315.112","Lindab FireProtect Rund",80,114.2,{"$f":"G6049*(1-VLOOKUP(F6049,Konditionen!$B:$D,3,0))","v":114.2}]
["Entrauchung","RCLUFP","RCLUFP400180","Reduzierung   RCLUFP   400.180","Lindab FireProtect Rund",80,149.25,{"$f":"G6070*(1-VLOOKUP(F6070,Konditionen!$B:$D,3,0))","v":149.25}]
["Entrauchung","RCLUFP","RCLUFP450224","Reduzierung   RCLUFP   450.224","Lindab FireProtect Rund",80,187.5,{"$f":"G6079*(1-VLOOKUP(F6079,Konditionen!$B:$D,3,0))","v":187.5}]
["Entrauchung","RCLUFP","RCLUFP500450","Reduzierung   RCLUFP   500.450","Lindab FireProtect Rund",80,213.15,{"$f":"G6092*(1-VLOOKUP(F6092,Konditionen!$B:$D,3,0))","v":213.15}]
["Entrauchung","RCLUFP","RCLUFP600560","Reduzierung   RCLUFP   600.560","Lindab FireProtect Rund",80,260,{"$f":"G6107*(1-VLOOKUP(F6107,Konditionen!$B:$D,3,0))","v":260}]
["Entrauchung","RCLUFP","RCLUFP630355","Reduzierung   RCLUFP   630.355","Lindab FireProtect Rund",80,284.7,{"$f":"G6109*(1-VLOOKUP(F6109,Konditionen!$B:$D,3,0))","v":284.7}]
["Entrauchung","RCLUFP","RCLUFP710630","Reduzierung   RCLUFP   710.630","Lindab FireProtect Rund",80,332.05,{"$f":"G6122*(1-VLOOKUP(F6122,Konditionen!$B:$D,3,0))","v":332.05}]
["Lindab Isol","RCLUI","RCLUI25150100","Reduzierung isol RCLUI 25  150.100","25mm Isolierung",65,128.55000000000001,{"$f":"G6143*(1-VLOOKUP(F6143,Konditionen!$B:$D,3,0))","v":128.55000000000001}]
["Lindab Isol","RCLUI","RCLUI25150125","Reduzierung isol RCLUI 25  150.125","25mm Isolierung",65,122.35,{"$f":"G6144*(1-VLOOKUP(F6144,Konditionen!$B:$D,3,0))","v":122.35}]
["Lindab Isol","RCLUI","RCLUI25355200","Reduzierung isol RCLUI 25  355.200","25mm Isolierung",65,312.14999999999998,{"$f":"G6160*(1-VLOOKUP(F6160,Konditionen!$B:$D,3,0))","v":312.14999999999998}]
["Lindab Isol","RCLUI","RCLUI25450200","Reduzierung isol RCLUI 25  450.200","25mm Isolierung",65,428.75,{"$f":"G6173*(1-VLOOKUP(F6173,Konditionen!$B:$D,3,0))","v":428.75}]
["Lindab Isol","RCLUI","RCLUI25500450","Reduzierung isol RCLUI 25  500.450","25mm Isolierung",65,450.85,{"$f":"G6186*(1-VLOOKUP(F6186,Konditionen!$B:$D,3,0))","v":450.85}]
["Lindab Isol","RCLUI","RCLUI50250150","Reduzierung isol RCLUI 50  250.150","50mm Isolierung",65,232.35,{"$f":"G6195*(1-VLOOKUP(F6195,Konditionen!$B:$D,3,0))","v":232.35}]
["Lindab Isol","RCLUI","RCLUI50355150","Reduzierung isol RCLUI 50  355.150","50mm Isolierung",65,333.1,{"$f":"G6204*(1-VLOOKUP(F6204,Konditionen!$B:$D,3,0))","v":333.1}]
["Lindab Isol","RCLUI","RCLUI50450150","Reduzierung isol RCLUI 50  450.150","50mm Isolierung",65,488.55,{"$f":"G6217*(1-VLOOKUP(F6217,Konditionen!$B:$D,3,0))","v":488.55}]
["Lindab Isol","RCLUI","RCLUI50500450","Reduzierung isol RCLUI 50  500.450","50mm Isolierung",65,467.2,{"$f":"G6231*(1-VLOOKUP(F6231,Konditionen!$B:$D,3,0))","v":467.2}]
["Edelstahl","RCLUV2A","RCLUV2A140100","Reduzierung     RCLU V2A   140.100","Edelstahl W.Nr. 1.4301",60,109.8,{"$f":"G6238*(1-VLOOKUP(F6238,Konditionen!$B:$D,3,0))","v":109.8}]
["Edelstahl","RCLUV2A","RCLUV2A18080","Reduzierung     RCLU V2A   180.80","Edelstahl W.Nr. 1.4301",60,122.75,{"$f":"G6259*(1-VLOOKUP(F6259,Konditionen!$B:$D,3,0))","v":122.75}]
["Edelstahl","RCLUV2A","RCLUV2A224100","Reduzierung     RCLU V2A   224.100","Edelstahl W.Nr. 1.4301",60,169.05,{"$f":"G6268*(1-VLOOKUP(F6268,Konditionen!$B:$D,3,0))","v":169.05}]
["Edelstahl","RCLUV2A","RCLUV2A250150","Reduzierung     RCLU V2A   250.150","Edelstahl W.Nr. 1.4301",60,169.05,{"$f":"G6281*(1-VLOOKUP(F6281,Konditionen!$B:$D,3,0))","v":169.05}]
["Edelstahl","RCLUV2A","RCLUV2A280224","Reduzierung     RCLU V2A   280.224","Edelstahl W.Nr. 1.4301",60,219.25,{"$f":"G6295*(1-VLOOKUP(F6295,Konditionen!$B:$D,3,0))","v":219.25}]
["Edelstahl","RCLUV2A","RCLUV2A300160","Reduzierung     RCLU V2A   300.160","Edelstahl W.Nr. 1.4301",60,219.25,{"$f":"G6302*(1-VLOOKUP(F6302,Konditionen!$B:$D,3,0))","v":219.25}]
["Edelstahl","RCLUV2A","RCLUV2A315140","Reduzierung     RCLU V2A   315.140","Edelstahl W.Nr. 1.4301",60,221.15,{"$f":"G6311*(1-VLOOKUP(F6311,Konditionen!$B:$D,3,0))","v":221.15}]
["Edelstahl","RCLUV2A","RCLUV2A400125","Reduzierung     RCLU V2A   400.125","Edelstahl W.Nr. 1.4301",60,296.95,{"$f":"G6332*(1-VLOOKUP(F6332,Konditionen!$B:$D,3,0))","v":296.95}]
["Edelstahl","RCLUV2A","RCLUV2A400140","Reduzierung     RCLU V2A   400.140","Edelstahl W.Nr. 1.4301",60,296.95,{"$f":"G6333*(1-VLOOKUP(F6333,Konditionen!$B:$D,3,0))","v":296.95}]
["Edelstahl","RCLUV2A","RCLUV2A450250","Reduzierung     RCLU V2A   450.250","Edelstahl W.Nr. 1.4301",60,372.7,{"$f":"G6348*(1-VLOOKUP(F6348,Konditionen!$B:$D,3,0))","v":372.7}]
["Edelstahl","RCLUV2A","RCLUV2A500450","Reduzierung     RCLU V2A   500.450","Edelstahl W.Nr. 1.4301",60,403.3,{"$f":"G6362*(1-VLOOKUP(F6362,Konditionen!$B:$D,3,0))","v":403.3}]
["Edelstahl","RCLUV2A","RCLUV2A600355","Reduzierung     RCLU V2A   600.355","Edelstahl W.Nr. 1.4301",60,545.95000000000005,{"$f":"G6375*(1-VLOOKUP(F6375,Konditionen!$B:$D,3,0))","v":545.95000000000005}]
["Edelstahl","RCLUV2A","RCLUV2A630450","Reduzierung     RCLU V2A   630.450","Edelstahl W.Nr. 1.4301",60,588.6,{"$f":"G6384*(1-VLOOKUP(F6384,Konditionen!$B:$D,3,0))","v":588.6}]
["Edelstahl","RCLUV2A","RCLUV2A800355","Reduzierung     RCLU V2A   800.355","Edelstahl W.Nr. 1.4301",60,847.45,{"$f":"G6397*(1-VLOOKUP(F6397,Konditionen!$B:$D,3,0))","v":847.45}]
["Edelstahl","RCLUV2A","RCLUV2A900630","Reduzierung     RCLU V2A   900.630","Edelstahl W.Nr. 1.4301",60,1135,{"$f":"G6412*(1-VLOOKUP(F6412,Konditionen!$B:$D,3,0))","v":1135}]
["Rohre und Formteile","RCLU","RCLU1120500","Reduzierung      RCLU     1120.500","",30,684.95,{"$f":"G6426*(1-VLOOKUP(F6426,Konditionen!$B:$D,3,0))","v":684.95}]
["Rohre und Formteile","RCLU","RCLU1120560","Reduzierung      RCLU     1120.560","",30,675.65,{"$f":"G6427*(1-VLOOKUP(F6427,Konditionen!$B:$D,3,0))","v":675.65}]
["Rohre und Formteile","RCLU","RCLU140112","Reduzierung      RCLU      140.112","",30,41.15,{"$f":"G6448*(1-VLOOKUP(F6448,Konditionen!$B:$D,3,0))","v":41.15}]
["Rohre und Formteile","RCLU","RCLU18063","Reduzierung      RCLU      180.63","",30,48.8,{"$f":"G6461*(1-VLOOKUP(F6461,Konditionen!$B:$D,3,0))","v":48.8}]
["Rohre und Formteile","RCLU","RCLU20080","Reduzierung      RCLU      200.80","",30,48.8,{"$f":"G6465*(1-VLOOKUP(F6465,Konditionen!$B:$D,3,0))","v":48.8}]
["Rohre und Formteile","RCLU","RCLU280150","Reduzierung      RCLU      280.150","",30,71.849999999999994,{"$f":"G6478*(1-VLOOKUP(F6478,Konditionen!$B:$D,3,0))","v":71.849999999999994}]
["Rohre und Formteile","RCLU","RCLU300224","Reduzierung      RCLU      300.224","",30,74.05,{"$f":"G6491*(1-VLOOKUP(F6491,Konditionen!$B:$D,3,0))","v":74.05}]
["Rohre und Formteile","RCLU","RCLU315280","Reduzierung      RCLU      315.280","",30,82.35,{"$f":"G6500*(1-VLOOKUP(F6500,Konditionen!$B:$D,3,0))","v":82.35}]
["Rohre und Formteile","RCLU","RCLU450400","Reduzierung      RCLU      450.400","",30,127.25,{"$f":"G6521*(1-VLOOKUP(F6521,Konditionen!$B:$D,3,0))","v":127.25}]
["Rohre und Formteile","RCLU","RCLU560315","Reduzierung      RCLU      560.315","",30,156.4,{"$f":"G6529*(1-VLOOKUP(F6529,Konditionen!$B:$D,3,0))","v":156.4}]
["Rohre und Formteile","RCLU","RCLU630450","Reduzierung      RCLU      630.450","",30,186.75,{"$f":"G6542*(1-VLOOKUP(F6542,Konditionen!$B:$D,3,0))","v":186.75}]
["Rohre und Formteile","RCLU","RCLU800400","Reduzierung      RCLU      800.400","",30,284.95,{"$f":"G6555*(1-VLOOKUP(F6555,Konditionen!$B:$D,3,0))","v":284.95}]
["Rohre und Formteile","RCLU","RCLU900400","Reduzierung      RCLU      900.400","",30,397.55,{"$f":"G6564*(1-VLOOKUP(F6564,Konditionen!$B:$D,3,0))","v":397.55}]
["Kunststoff","RCPPS","RCPPS11063","PPs Reduzierung 110.63","Symmetrisch","17.ALLG",21.9,{"$f":"G6573*(1-VLOOKUP(F6573,Konditionen!$B:$D,3,0))","v":21.9}]
["Kunststoff","RCPPS","RCPPS140125","PPs Reduzierung 140.125","Symmetrisch","17.ALLG",30.6,{"$f":"G6582*(1-VLOOKUP(F6582,Konditionen!$B:$D,3,0))","v":30.6}]
["Kunststoff","RCPPS","RCPPS180140","PPs Reduzierung 180.140","Symmetrisch","17.ALLG",40.65,{"$f":"G6594*(1-VLOOKUP(F6594,Konditionen!$B:$D,3,0))","v":40.65}]
["Kunststoff","RCPPS","RCPPS250110","PPs Reduzierung 250.110","Symmetrisch","17.ALLG",45.05,{"$f":"G6615*(1-VLOOKUP(F6615,Konditionen!$B:$D,3,0))","v":45.05}]
["Kunststoff","RCPPS","RCPPS250125","PPs Reduzierung 250.125","Symmetrisch","17.ALLG",45.05,{"$f":"G6616*(1-VLOOKUP(F6616,Konditionen!$B:$D,3,0))","v":45.05}]
["Kunststoff","RCPPS","RCPPS315225","PPs Reduzierung 315.225","Symmetrisch","17.ALLG",66.849999999999994,{"$f":"G6637*(1-VLOOKUP(F6637,Konditionen!$B:$D,3,0))","v":66.849999999999994}]
["Kunststoff","RCPPS","RCPPS355315","PPs Reduzierung 355.315","Symmetrisch","17.ALLG",88.5,{"$f":"G6646*(1-VLOOKUP(F6646,Konditionen!$B:$D,3,0))","v":88.5}]
["Kunststoff","RCPPS","RCPPS450280","PPs Reduzierung 450.280","Symmetrisch","17.ALLG",81.05,{"$f":"G6658*(1-VLOOKUP(F6658,Konditionen!$B:$D,3,0))","v":81.05}]
["Kunststoff","RCPPS","RCPPS500355","PPs Reduzierung 500.355","Symmetrisch","17.ALLG",93.45,{"$f":"G6667*(1-VLOOKUP(F6667,Konditionen!$B:$D,3,0))","v":93.45}]
["Kunststoff","RCPPS","RCPPS600400","PPs Reduzierung 600.400","Symmetrisch","17.ALLG",412,{"$f":"G6680*(1-VLOOKUP(F6680,Konditionen!$B:$D,3,0))","v":412}]
["Kunststoff","RCPPS","RCPPS630500","PPs Reduzierung 630.500","Symmetrisch","17.ALLG",334.15,{"$f":"G6689*(1-VLOOKUP(F6689,Konditionen!$B:$D,3,0))","v":334.15}]
["Entrauchung","RCUFP","RCUFP160100","Reduzierung   RCUFP   160.100","Lindab FireProtect Rund",80,37.9,{"$f":"G6699*(1-VLOOKUP(F6699,Konditionen!$B:$D,3,0))","v":37.9}]
["Rohre und Formteile","RCU","RCU10063","Reduzierung      RCU       100.63","",30,22.3,{"$f":"G6710*(1-VLOOKUP(F6710,Konditionen!$B:$D,3,0))","v":22.3}]
["Rohre und Formteile","RCU","RCU224160","Reduzierung      RCU       224.160","",30,43.8,{"$f":"G6731*(1-VLOOKUP(F6731,Konditionen!$B:$D,3,0))","v":43.8}]
["Rohre und Formteile","RCU","RCU315250","Reduzierung      RCU       315.250","",30,55.5,{"$f":"G6744*(1-VLOOKUP(F6744,Konditionen!$B:$D,3,0))","v":55.5}]
["Rohre und Formteile","RCU","RCU500400","Reduzierung      RCU       500.400","",30,142.25,{"$f":"G6753*(1-VLOOKUP(F6753,Konditionen!$B:$D,3,0))","v":142.25}]
["Luftdurchlässe","RCWB","RCWB00630A","Dralldurchlass       RCWB-0-0-630-A","Verstellung manuell, unlackiert",70,1645,{"$f":"G6762*(1-VLOOKUP(F6762,Konditionen!$B:$D,3,0))","v":1645}]
["Luftdurchlässe","RCWB","RCWB10500A","Dralldurchlass       RCWB-1-0-500-A","Verstellung motorisch modulierend",70,1994,{"$f":"G6770*(1-VLOOKUP(F6770,Konditionen!$B:$D,3,0))","v":1994}]
["Luftdurchlässe","RCWB","RCWB21400A","Dralldurchlass       RCWB-2-1-400-A","Verstellung motorisch on/off",70,1590,{"$f":"G6783*(1-VLOOKUP(F6783,Konditionen!$B:$D,3,0))","v":1590}]
["Luftdurchlässe","RCW","RCW0250A","Dralldurchlass          RCW-0-250-A","Verstellung manuell",70,545.95000000000005,{"$f":"G6796*(1-VLOOKUP(F6796,Konditionen!$B:$D,3,0))","v":545.95000000000005}]
["Luftdurchlässe","RCW","RCW2250A","Dralldurchlass          RCW-2-250-A","Verstellung motorisch on/off",70,1062,{"$f":"G6805*(1-VLOOKUP(F6805,Konditionen!$B:$D,3,0))","v":1062}]
["Luftdurchlässe","RC15","RC15S315","Dralldurchlass rund      RC15-S-315","Stutzen vertikal DN315, Zuluft",70,430.55,{"$f":"G6826*(1-VLOOKUP(F6826,Konditionen!$B:$D,3,0))","v":430.55}]
["Kunststoff","RDIFFPPS","RDIFFPPS125MWF","PPs Deflektorhaube REDIFF DN 125","passend auf Wickelfalzrohr","17.ALLG",270.7,{"$f":"G6834*(1-VLOOKUP(F6834,Konditionen!$B:$D,3,0))","v":270.7}]
["Kunststoff","RDIFFPPS","RDIFFPPS200MB","PPs Deflektorhaube REDIFF DN 200","mit Bypass u. Muffenmaß","17.ALLG",417.45,{"$f":"G6847*(1-VLOOKUP(F6847,Konditionen!$B:$D,3,0))","v":417.45}]
["Kunststoff","RDIFFPPS","RDIFFPPS280F","PPs Deflektorhaube REDIFF DN 280","mit Flanschanschluss","17.ALLG",570.6,{"$f":"G6856*(1-VLOOKUP(F6856,Konditionen!$B:$D,3,0))","v":570.6}]
["Kunststoff","RDIFFPPS","RDIFFPPS450F","PPs Deflektorhaube REDIFF DN 450","mit Flanschanschluss","17.ALLG",821.45,{"$f":"G6869*(1-VLOOKUP(F6869,Konditionen!$B:$D,3,0))","v":821.45}]
["Kunststoff","RDIFFPPS","RDIFFPPS600F","PPs Deflektorhaube REDIFF DN 600","mit Flanschanschluss","17.ALLG",1173,{"$f":"G6878*(1-VLOOKUP(F6878,Konditionen!$B:$D,3,0))","v":1173}]
["Diverse","RDR125","RDR12550100","Volumenstrom-Konstanthalter RDR 125","50 - 100 m³/h einstellbar","Netto",11.1,{"$f":"G6898*(1-VLOOKUP(F6898,Konditionen!$B:$D,3,0))","v":11.1}]
["Diverse","RDR160","RDR160100180","Volumenstrom-Konstanthalter RDR 160","100 - 180 m³/h einstellbar","Netto",16.45,{"$f":"G6899*(1-VLOOKUP(F6899,Konditionen!$B:$D,3,0))","v":16.45}]
["Metu ","RDV2A","RDV2A64SKK","Revisionsdeckel RD 64 V2A mit SKK","600 x 400 mm","14.MS",92.1,{"$f":"G6920*(1-VLOOKUP(F6920,Konditionen!$B:$D,3,0))","v":92.1}]
["Metu ","RD","RD42SKK","Revisionsdeckel RD 42 verz mit SKK","400 x 200 mm","14.REV",11.85,{"$f":"G6933*(1-VLOOKUP(F6933,Konditionen!$B:$D,3,0))","v":11.85}]
["Metu ","RD","RD65","Revisionsdeckel RD 65 verz","600 x 500 mm","14.REV",39.049999999999997,{"$f":"G6942*(1-VLOOKUP(F6942,Konditionen!$B:$D,3,0))","v":39.049999999999997}]
["Luftdurchlässe","REGULA","REGULACOMBI","Raumregler             Regula Combi","Neues Model mit Display      685800","Netto",106,{"$f":"G6951*(1-VLOOKUP(F6951,Konditionen!$B:$D,3,0))","v":106}]
["Filter","RFL200","RFL200","Filtermatte als Rollenware  RFL 200","20 x 2m; ISO Coarse 50% (G3)",3702,183.2,{"$f":"G6963*(1-VLOOKUP(F6963,Konditionen!$B:$D,3,0))","v":183.2}]
["Luftdurchlässe","RGS","RGS01225225","Rohreinbaugitter  RGS-0  1225 X 225","Stahl verzinkt",70,150.85,{"$f":"G6972*(1-VLOOKUP(F6972,Konditionen!$B:$D,3,0))","v":150.85}]
["Luftdurchlässe","RGS","RGS052575","Rohreinbaugitter  RGS-0   525 X  75","Stahl verzinkt",70,60.85,{"$f":"G6985*(1-VLOOKUP(F6985,Konditionen!$B:$D,3,0))","v":60.85}]
["Luftdurchlässe","RGS","RGS11025125","Rohreinbaugitter  RGS-1  1025 X 125","mit Gleichrichtersatz, Stahl verz.",70,152.30000000000001,{"$f":"G6994*(1-VLOOKUP(F6994,Konditionen!$B:$D,3,0))","v":152.30000000000001}]
["Luftdurchlässe","RGS","RGS1525150","Rohreinbaugitter  RGS-1   525 X 150","mit Gleichrichtersatz, Stahl verz.",70,76.05,{"$f":"G7011*(1-VLOOKUP(F7011,Konditionen!$B:$D,3,0))","v":76.05}]
["Luftdurchlässe","RGS","RGS21225150","Rohreinbaugitter  RGS-2  1225 X 150","mit Schöpfzunge, Stahl verz.",70,196.4,{"$f":"G7027*(1-VLOOKUP(F7027,Konditionen!$B:$D,3,0))","v":196.4}]
["Luftdurchlässe","RGS","RGS2425225","Rohreinbaugitter  RGS-2   425 X 225","mit Schöpfzunge, Stahl verz.",70,104,{"$f":"G7036*(1-VLOOKUP(F7036,Konditionen!$B:$D,3,0))","v":104}]
["Luftdurchlässe","RGS","RGS282575","Rohreinbaugitter  RGS-2   825 X  75","mit Schöpfzunge, Stahl verz.",70,117.95,{"$f":"G7049*(1-VLOOKUP(F7049,Konditionen!$B:$D,3,0))","v":117.95}]
["Luftdurchlässe","RGS","RGS3325125","Rohreinbaugitter  RGS-3   325 X 125","mit Gleichrichters. u. Schöpfzunge",70,85.8,{"$f":"G7058*(1-VLOOKUP(F7058,Konditionen!$B:$D,3,0))","v":85.8}]
["Luftdurchlässe","RGS","RGS3825150","Rohreinbaugitter  RGS-3   825 X 150","mit Gleichrichters. u. Schöpfzunge",70,186.15,{"$f":"G7075*(1-VLOOKUP(F7075,Konditionen!$B:$D,3,0))","v":186.15}]
["Luftdurchlässe","RGS","RGS41025150","Rohreinbaugitter  RGS-4  1025 X 150","mit geradem Schlitzschieber",70,211.05,{"$f":"G7079*(1-VLOOKUP(F7079,Konditionen!$B:$D,3,0))","v":211.05}]
["Luftdurchlässe","RGS","RGS4325225","Rohreinbaugitter  RGS-4   325 X 225","mit geradem Schlitzschieber",70,104,{"$f":"G7088*(1-VLOOKUP(F7088,Konditionen!$B:$D,3,0))","v":104}]
["Luftdurchlässe","RGS","RGS462575","Rohreinbaugitter  RGS-4   625 X  75","mit geradem Schlitzschieber",70,103.6,{"$f":"G7101*(1-VLOOKUP(F7101,Konditionen!$B:$D,3,0))","v":103.6}]
["Luftdurchlässe","RGS","RGS6525125","Rohreinbaugitter  RGS-6   525 X 125","mit schrägem Schlitzschieber",70,117.1,{"$f":"G7122*(1-VLOOKUP(F7122,Konditionen!$B:$D,3,0))","v":117.1}]
["Luftdurchlässe","RGS","RGS6625225","Rohreinbaugitter  RGS-6   625 X 225","mit schrägem Schlitzschieber",70,156.69999999999999,{"$f":"G7128*(1-VLOOKUP(F7128,Konditionen!$B:$D,3,0))","v":156.69999999999999}]
["Luftdurchlässe","RGS","RGS7325150","Rohreinbaugitter  RGS-7   325 X 150","mit Gleichrichter/schr. Schieber",70,108.5,{"$f":"G7143*(1-VLOOKUP(F7143,Konditionen!$B:$D,3,0))","v":108.5}]
["Luftdurchlässe","RGS","RGS7525225","Rohreinbaugitter  RGS-7   525 X 225","mit Gleichrichter/schr. Schieber",70,144.25,{"$f":"G7152*(1-VLOOKUP(F7152,Konditionen!$B:$D,3,0))","v":144.25}]
["Luftdurchlässe","RGS","RGS782575","Rohreinbaugitter  RGS-7   825 X  75","mit Gleichrichter/schr. Schieber",70,174.2,{"$f":"G7161*(1-VLOOKUP(F7161,Konditionen!$B:$D,3,0))","v":174.2}]
["Diverse","RISPEV2A","RISPE100","Spannring m.Di.f.Bord  RISPE   100","Edelstahl W.Nr. 1.4301  Netto-Preis","Netto",31.65,{"$f":"G7174*(1-VLOOKUP(F7174,Konditionen!$B:$D,3,0))","v":31.65}]
["Diverse","RISPI","RISPI150","Spannring m.Dichtg. RISPI      150","für Bordverbindung      Netto-Preis","Netto",14.85,{"$f":"G7192*(1-VLOOKUP(F7192,Konditionen!$B:$D,3,0))","v":14.85}]
["Diverse","RISPI","RISPI200","Spannring m.Dichtg. RISPI      200","für Bordverbindung      Netto-Preis","Netto",17.899999999999999,{"$f":"G7195*(1-VLOOKUP(F7195,Konditionen!$B:$D,3,0))","v":17.899999999999999}]
["Diverse","RK","RK315","Rohrstütze       RK            315","*** Netto-Preis ***","Netto",87.7,{"$f":"G7216*(1-VLOOKUP(F7216,Konditionen!$B:$D,3,0))","v":87.7}]
["Diverse","RK","RK800","Rohrstütze       RK           800","*** Netto-Preis ***","Netto",163.80000000000001,{"$f":"G7225*(1-VLOOKUP(F7225,Konditionen!$B:$D,3,0))","v":163.80000000000001}]
["Kunststoff","RLPPS","RLPPS14063","PPs Reduzierung 140.63","Asymmetrisch","17.ALLG",71.25,{"$f":"G7238*(1-VLOOKUP(F7238,Konditionen!$B:$D,3,0))","v":71.25}]
["Kunststoff","RLPPS","RLPPS180110","PPs Reduzierung 180.110","Asymmetrisch","17.ALLG",99,{"$f":"G7247*(1-VLOOKUP(F7247,Konditionen!$B:$D,3,0))","v":99}]
["Kunststoff","RLPPS","RLPPS225140","PPs Reduzierung 225.140","Asymmetrisch","17.ALLG",116.5,{"$f":"G7263*(1-VLOOKUP(F7263,Konditionen!$B:$D,3,0))","v":116.5}]
["Kunststoff","RLPPS","RLPPS250110","PPs Reduzierung 250.110","Asymmetrisch","17.ALLG",113.45,{"$f":"G7268*(1-VLOOKUP(F7268,Konditionen!$B:$D,3,0))","v":113.45}]
["Kunststoff","RLPPS","RLPPS280125","PPs Reduzierung 280.125","Asymmetrisch","17.ALLG",149.25,{"$f":"G7277*(1-VLOOKUP(F7277,Konditionen!$B:$D,3,0))","v":149.25}]
["Kunststoff","RLPPS","RLPPS315225","PPs Reduzierung 315.225","Asymmetrisch","17.ALLG",165,{"$f":"G7290*(1-VLOOKUP(F7290,Konditionen!$B:$D,3,0))","v":165}]
["Kunststoff","RLPPS","RLPPS450280","PPs Reduzierung 450.280","Asymmetrisch","17.ALLG",400.25,{"$f":"G7311*(1-VLOOKUP(F7311,Konditionen!$B:$D,3,0))","v":400.25}]
["Kunststoff","RLPPS","RLPPS500225","PPs Reduzierung 500.225","Asymmetrisch","17.ALLG",455.55,{"$f":"G7316*(1-VLOOKUP(F7316,Konditionen!$B:$D,3,0))","v":455.55}]
["Kunststoff","RLPPS","RLPPS600250","PPs Reduzierung 600.250","Asymmetrisch","17.ALLG",444.9,{"$f":"G7332*(1-VLOOKUP(F7332,Konditionen!$B:$D,3,0))","v":444.9}]
["Kunststoff","RLPPS","RLPPS630315","PPs Reduzierung 630.315","Asymmetrisch","17.ALLG",573.1,{"$f":"G7341*(1-VLOOKUP(F7341,Konditionen!$B:$D,3,0))","v":573.1}]
["Kunststoff","RMIPPS","RMIPPS110","Rohr m.Insektenschutz in PPs 110","Muffenanschluss","17.ALLG",78.650000000000006,{"$f":"G7354*(1-VLOOKUP(F7354,Konditionen!$B:$D,3,0))","v":78.650000000000006}]
["Kunststoff","RMIPPS","RMIPPS315","Rohr m.Insektenschutz in PPs 315","Muffenanschluss","17.ALLG",205,{"$f":"G7363*(1-VLOOKUP(F7363,Konditionen!$B:$D,3,0))","v":205}]
["Kunststoff","RMVPPS","RMVPPS225","Rohr mit Vogelschutz in PPs 225","Muffenanschluss","17.ALLG",122.35,{"$f":"G7380*(1-VLOOKUP(F7380,Konditionen!$B:$D,3,0))","v":122.35}]
["Kunststoff","RMVPPS","RMVPPS355","Rohr mit Vogelschutz in PPs 355","Muffenanschluss","17.ALLG",204.8,{"$f":"G7384*(1-VLOOKUP(F7384,Konditionen!$B:$D,3,0))","v":204.8}]
["Kunststoff","ROHRSTK","ROHRSTKPPS400","Rohrstück in PPs 400mm","Muffenanschluss","17.ALLG",128.1,{"$f":"G7405*(1-VLOOKUP(F7405,Konditionen!$B:$D,3,0))","v":128.1}]
["Metu ","RRDV2A","RRDV2A1814","Revisionsdeckel RRD 18-14 V2A","","14.MS",28.4,{"$f":"G7414*(1-VLOOKUP(F7414,Konditionen!$B:$D,3,0))","v":28.4}]
["Metu ","RRDV2A","RRDV2A211618SKK","Revisionsdeckel RRD 21-16+18 V2A","mit Kantenschutz","14.MS",31,{"$f":"G7427*(1-VLOOKUP(F7427,Konditionen!$B:$D,3,0))","v":31}]
["Metu ","RRDV2A","RRDV2A213135SKK","Revisionsdeckel RRD 21-31+35 V2A","mit Kantenschutz","14.MS",31,{"$f":"G7433*(1-VLOOKUP(F7433,Konditionen!$B:$D,3,0))","v":31}]
["Metu ","RRDV2A","RRDV2A4345","Revisionsdeckel RRD 43-45 V2A","","14.MS",55.6,{"$f":"G7448*(1-VLOOKUP(F7448,Konditionen!$B:$D,3,0))","v":55.6}]
["Metu ","RRDV2A","RRDV2A4371SKK","Revisionsdeckel RRD 43-71 V2A","mit Kantenschutz","14.MS",56.75,{"$f":"G7457*(1-VLOOKUP(F7457,Konditionen!$B:$D,3,0))","v":56.75}]
["Metu ","RRDV2A","RRDV2A54125","Revisionsdeckel RRD 54-125 V2A","","14.MS",83.15,{"$f":"G7466*(1-VLOOKUP(F7466,Konditionen!$B:$D,3,0))","v":83.15}]
["Metu ","RRDV2A","RRDV2A5480SKK","Revisionsdeckel RRD 54-  80 V2A","mit Kantenschutz","14.MS",85.05,{"$f":"G7479*(1-VLOOKUP(F7479,Konditionen!$B:$D,3,0))","v":85.05}]
["Metu ","RRD","RRD189SKK","Revisionsdeckel RRD 18-  9 verz","mit Kantenschutz","14.REV",7.8,{"$f":"G7497*(1-VLOOKUP(F7497,Konditionen!$B:$D,3,0))","v":7.8}]
["Metu ","RRD","RRD3228","Revisionsdeckel RRD 32-28 verz","","14.REV",11.85,{"$f":"G7508*(1-VLOOKUP(F7508,Konditionen!$B:$D,3,0))","v":11.85}]
["Metu ","RRD","RRD4340SKK","Revisionsdeckel RRD 43-40 verz","mit Kantenschutz","14.REV",16.95,{"$f":"G7521*(1-VLOOKUP(F7521,Konditionen!$B:$D,3,0))","v":16.95}]
["Metu ","RRD","RRD4371","Revisionsdeckel RRD 43-71 verz","","14.REV",16.649999999999999,{"$f":"G7530*(1-VLOOKUP(F7530,Konditionen!$B:$D,3,0))","v":16.649999999999999}]
["Metu ","RRD","RRD54140SKK","Revisionsdeckel RRD 54-140 verz","mit Kantenschutz","14.REV",26.5,{"$f":"G7543*(1-VLOOKUP(F7543,Konditionen!$B:$D,3,0))","v":26.5}]
["Metu ","RRD","RRD5471","Revisionsdeckel RRD 54-  71 verz","","14.REV",25.9,{"$f":"G7550*(1-VLOOKUP(F7550,Konditionen!$B:$D,3,0))","v":25.9}]
["Kunststoff","RSDPPS","RSDPPS1251000","PPs Schalldämpfer 125 L=1000mm","","17.ALLG",419.95,{"$f":"G7560*(1-VLOOKUP(F7560,Konditionen!$B:$D,3,0))","v":419.95}]
["Kunststoff","RSDPPS","RSDPPS1801250","PPs Schalldämpfer 180 L=1250mm","","17.ALLG",561.25,{"$f":"G7573*(1-VLOOKUP(F7573,Konditionen!$B:$D,3,0))","v":561.25}]
["Kunststoff","RSDPPS","RSDPPS3151500","PPs Schalldämpfer 315 L=1500mm","","17.ALLG",946.95,{"$f":"G7594*(1-VLOOKUP(F7594,Konditionen!$B:$D,3,0))","v":946.95}]
["Kunststoff","RSKPPS","RSKPPS160","Rückschlagklappe in PPs 160","Muffenmaß, für vertikalen Einbau","17.ALLG",110.5,{"$f":"G7607*(1-VLOOKUP(F7607,Konditionen!$B:$D,3,0))","v":110.5}]
["Diverse","RSKU","RSKU125","Rückschlagklappe   RSKU        125","*** Netto-Preis ***","Netto",25.9,{"$f":"G7614*(1-VLOOKUP(F7614,Konditionen!$B:$D,3,0))","v":25.9}]
["Luftdurchlässe","RS14H","RS14H-E-2-200-21","Dralldurchlass    RS14-H-E-2-200-21","feste Lamell., Abluft, Mess/Drossel",70,420.7,{"$f":"G7624*(1-VLOOKUP(F7624,Konditionen!$B:$D,3,0))","v":420.7}]
["Luftdurchlässe","RS14V","RS14V-S-0-200-21","Dralldurchlass    RS14-V-S-0-200-21","feste Lamellen, Zuluft",70,238.65,{"$f":"G7637*(1-VLOOKUP(F7637,Konditionen!$B:$D,3,0))","v":238.65}]
["Luftdurchlässe","RS15H","RS15H-S-2-250-21","Dralldurchlass    RS15-H-S-2-250-21","ein. Lamellen, Zuluft, Mess/Drossel",70,535.6,{"$f":"G7646*(1-VLOOKUP(F7646,Konditionen!$B:$D,3,0))","v":535.6}]
["Luftdurchlässe","RS16H","RS16H-E-2-315-21","Dralldurchlass    RS16-H-E-2-315-21","ohne Lamellen, Abluft, Mess/Drossel",70,586,{"$f":"G7655*(1-VLOOKUP(F7655,Konditionen!$B:$D,3,0))","v":586}]
["Ventilatoren","RTRE","RTRE35","RTRE 3, 5stuf. Transformator","max.3A, 230V, 1~, IP 54, TK, RT, MS","Netto",166.4,{"$f":"G7667*(1-VLOOKUP(F7667,Konditionen!$B:$D,3,0))","v":166.4}]
["Diverse","SBG","SBG200","Dach-Rohrhalterung     SBG 200","*** Netto-Preis ***","Netto",51.35,{"$f":"G7688*(1-VLOOKUP(F7688,Konditionen!$B:$D,3,0))","v":51.35}]
["Rohre und Formteile","SBÖJU","SBÖJU125","Etagenbogen    SBÖJU  125.L1  .L2","",30,81.3,{"$f":"G7701*(1-VLOOKUP(F7701,Konditionen!$B:$D,3,0))","v":81.3}]
["Rohre und Formteile","SBÖJU","SBÖJU280","Etagenbogen    SBÖJU  280.L1  .L2","",30,152.94999999999999,{"$f":"G7710*(1-VLOOKUP(F7710,Konditionen!$B:$D,3,0))","v":152.94999999999999}]
["Rohre und Formteile","SBÖJU","SBÖJU63","Etagenbogen    SBÖJU   63.L1  .L2","",30,71.849999999999994,{"$f":"G7719*(1-VLOOKUP(F7719,Konditionen!$B:$D,3,0))","v":71.849999999999994}]
["Lindab Transfer","SB","SB125","Transfer Spannring   SB        125","",35,29.35,{"$f":"G7731*(1-VLOOKUP(F7731,Konditionen!$B:$D,3,0))","v":29.35}]
["Lindab Transfer","SB2","SB2150","Transfer Spannring   SB-2      150","mit Schraubverschluß",35,11.3,{"$f":"G7740*(1-VLOOKUP(F7740,Konditionen!$B:$D,3,0))","v":11.3}]
["Lindab Transfer","SB2","SB2500","Transfer Spannring   SB-2      500","mit Schraubverschluß",35,26.95,{"$f":"G7753*(1-VLOOKUP(F7753,Konditionen!$B:$D,3,0))","v":26.95}]
["Lindab Transfer","SB","SB80","Transfer Spannring   SB         80","",35,28.7,{"$f":"G7762*(1-VLOOKUP(F7762,Konditionen!$B:$D,3,0))","v":28.7}]
["Diverse","SCH-THTR","SCHNITTTHTR200","Schnittkosten für THTR 200","","Netto",59.15,{"$f":"G7783*(1-VLOOKUP(F7783,Konditionen!$B:$D,3,0))","v":59.15}]
["Lindab Transfer","SHN","SHN80160","Saugtrichter          SHN 80.160","mit Klappe u. Gitter",35,124.55,{"$f":"G7796*(1-VLOOKUP(F7796,Konditionen!$B:$D,3,0))","v":124.55}]
["Lindab Transfer","SH","SH80160","Saugtrichter          SH 80.160","mit Klappe",35,114.7,{"$f":"G7802*(1-VLOOKUP(F7802,Konditionen!$B:$D,3,0))","v":114.7}]
["Lindab Transfer","SKMTR","SKMTR100","Transfer Absperrschieber SKMTR  100","manuelle Betätigung",35,234.2,{"$f":"G7813*(1-VLOOKUP(F7813,Konditionen!$B:$D,3,0))","v":234.2}]
["Lindab Transfer","SKMTR","SKMTR80","Transfer Absperrschieber SKMTR   80","manuelle Betätigung",35,234.2,{"$f":"G7826*(1-VLOOKUP(F7826,Konditionen!$B:$D,3,0))","v":234.2}]
["Lindab Transfer","SKPTR","SKPTR-2300","Transfer Absp.Schieber  SKPTR-2 300","pneum. mit 2 Luftzylindern 230V AC",35,1904,{"$f":"G7835*(1-VLOOKUP(F7835,Konditionen!$B:$D,3,0))","v":1904}]
["Schalldämpfer","SLBU","SLBU3151500","Schalldämpfer    SLBU      315.1500","mit Mittelkulisse",30,1644,{"$f":"G7848*(1-VLOOKUP(F7848,Konditionen!$B:$D,3,0))","v":1644}]
["Schalldämpfer","SLBU","SLBU6001200","Schalldämpfer    SLBU      600.1200","mit Mittelkulisse",30,2753,{"$f":"G7866*(1-VLOOKUP(F7866,Konditionen!$B:$D,3,0))","v":2753}]
["Lindab Transfer","SLDTR","SLDTR100690","Transf.Schalldämpfer SLDTR 100.690","inspizierbar",35,350.5,{"$f":"G7877*(1-VLOOKUP(F7877,Konditionen!$B:$D,3,0))","v":350.5}]
["Lindab Transfer","SLDTR","SLDTR200990","Transf.Schalldämpfer SLDTR 200.990","inspizierbar",35,608,{"$f":"G7890*(1-VLOOKUP(F7890,Konditionen!$B:$D,3,0))","v":608}]
["Lindab Transfer","SLDTR","SLDTR4501290","Transf.Schalldämpfer SLDTR 450.1290","inspizierbar",35,2375,{"$f":"G7899*(1-VLOOKUP(F7899,Konditionen!$B:$D,3,0))","v":2375}]
["Flexrohre und Schalldämpfer","SLFA","SLFA251001250","Schalldämpfer    SLF-A25   100.1250","",31,105.25,{"$f":"G7908*(1-VLOOKUP(F7908,Konditionen!$B:$D,3,0))","v":105.25}]
["Flexrohre und Schalldämpfer","SLFA","SLFA251401000","Schalldämpfer    SLF-A25   140.1000","",31,86.2,{"$f":"G7919*(1-VLOOKUP(F7919,Konditionen!$B:$D,3,0))","v":86.2}]
["Flexrohre und Schalldämpfer","SLFA","SLFA25150500","Schalldämpfer    SLF-A25   150.500","",31,74.900000000000006,{"$f":"G7929*(1-VLOOKUP(F7929,Konditionen!$B:$D,3,0))","v":74.900000000000006}]
["Flexrohre und Schalldämpfer","SLFA","SLFA25180750","Schalldämpfer    SLF-A25   180.750","",31,105.6,{"$f":"G7942*(1-VLOOKUP(F7942,Konditionen!$B:$D,3,0))","v":105.6}]
["Flexrohre und Schalldämpfer","SLFA","SLFA252241500","Schalldämpfer    SLF-A25   224.1500","",31,189.9,{"$f":"G7951*(1-VLOOKUP(F7951,Konditionen!$B:$D,3,0))","v":189.9}]
["Flexrohre und Schalldämpfer","SLFA","SLFA25300750","Schalldämpfer    SLF-A25   300.750","",31,173.8,{"$f":"G7972*(1-VLOOKUP(F7972,Konditionen!$B:$D,3,0))","v":173.8}]
["Flexrohre und Schalldämpfer","SLFA","SLFA25355500","Schalldämpfer    SLF-A25   355.500","",31,220.3,{"$f":"G7983*(1-VLOOKUP(F7983,Konditionen!$B:$D,3,0))","v":220.3}]
["Flexrohre und Schalldämpfer","SLFA","SLFA25801500","Schalldämpfer    SLF-A25    80.1500","",31,89.45,{"$f":"G7993*(1-VLOOKUP(F7993,Konditionen!$B:$D,3,0))","v":89.45}]
["Schalldämpfer","SLFSU","SLFSU501401000","Schalldämpfer  SLFSU 50 140.1000","beidseitig Safe-Anschluss",30,270.35000000000002,{"$f":"G8006*(1-VLOOKUP(F8006,Konditionen!$B:$D,3,0))","v":270.35000000000002}]
["Schalldämpfer","SLFSU","SLFSU501801000","Schalldämpfer  SLFSU 50 180.1000","beidseitig Safe-Anschluss",30,330.4,{"$f":"G8015*(1-VLOOKUP(F8015,Konditionen!$B:$D,3,0))","v":330.4}]
["Schalldämpfer","SLFSU","SLFSU502501000","Schalldämpfer  SLFSU 50 250.1000","beidseitig Safe-Anschluss",30,402.65,{"$f":"G8024*(1-VLOOKUP(F8024,Konditionen!$B:$D,3,0))","v":402.65}]
["Schalldämpfer","SLFSU","SLFSU50801000","Schalldämpfer  SLFSU 50  80.1000","beidseitig Safe-Anschluss",30,197.05,{"$f":"G8036*(1-VLOOKUP(F8036,Konditionen!$B:$D,3,0))","v":197.05}]
["Fflexible Rohre","SLFS","SLFS252B2003000","s-isol-Flexr.SLF-S25-2B/2B 200.3000","",11,307.55,{"$f":"G8045*(1-VLOOKUP(F8045,Konditionen!$B:$D,3,0))","v":307.55}]
["Flexrohre und Schalldämpfer","SLFU","SLFU501401250","Schalldämpfer    SLFU50   140.1250","beidseitig Safe-Anschluss",31,117.3,{"$f":"G8066*(1-VLOOKUP(F8066,Konditionen!$B:$D,3,0))","v":117.3}]
["Flexrohre und Schalldämpfer","SLFU","SLFU50180500","Schalldämpfer    SLFU50   180.500","beidseitig Safe-Anschluss",31,96.05,{"$f":"G8079*(1-VLOOKUP(F8079,Konditionen!$B:$D,3,0))","v":96.05}]
["Flexrohre und Schalldämpfer","SLFU","SLFU50224750","Schalldämpfer    SLFU50   224.750","beidseitig Safe-Anschluss",31,132.19999999999999,{"$f":"G8088*(1-VLOOKUP(F8088,Konditionen!$B:$D,3,0))","v":132.19999999999999}]
["Flexrohre und Schalldämpfer","SLFU","SLFU50300750","Schalldämpfer    SLFU50   300.750","beidseitig Safe-Anschluss",31,152.19999999999999,{"$f":"G8100*(1-VLOOKUP(F8100,Konditionen!$B:$D,3,0))","v":152.19999999999999}]
["Schalldämpfer","SLGPU","SLGPU10001200100","Schalldämpfer  SLGPU  1000.1200.100","Schallabsorbierender Kern",30,5597,{"$f":"G8109*(1-VLOOKUP(F8109,Konditionen!$B:$D,3,0))","v":5597}]
["Schalldämpfer","SLGPU","SLGPU3151200100","Schalldämpfer   SLGPU  315.1200.100","Schallabsorbierender Kern",30,1551,{"$f":"G8118*(1-VLOOKUP(F8118,Konditionen!$B:$D,3,0))","v":1551}]
["Schalldämpfer","SLGPU","SLGPU630600100","Schalldämpfer    SLGPU  630.600.100","Schallabsorbierender Kern",30,1940,{"$f":"G8131*(1-VLOOKUP(F8131,Konditionen!$B:$D,3,0))","v":1940}]
["Schalldämpfer","SLGPU","SLGPU9001800100","Schalldämpfer   SLGPU  900.1800.100","Schallabsorbierender Kern",30,5732,{"$f":"G8140*(1-VLOOKUP(F8140,Konditionen!$B:$D,3,0))","v":5732}]
["Lindab Transfer","SLGTR","SLGTR1501290","Transf.Schalldämpfer SLGTR 150.1290","",35,829.55,{"$f":"G8153*(1-VLOOKUP(F8153,Konditionen!$B:$D,3,0))","v":829.55}]
["Lindab Transfer","SLGTR","SLGTR80390","Transf.Schalldämpfer SLGTR  80.390","",35,309.85000000000002,{"$f":"G8173*(1-VLOOKUP(F8173,Konditionen!$B:$D,3,0))","v":309.85000000000002}]
["Schalldämpfer","SLGU","SLGU1251200100","Schalldämpfer    SLGU 125.1200","100mm Isolierung",30,770.85,{"$f":"G8182*(1-VLOOKUP(F8182,Konditionen!$B:$D,3,0))","v":770.85}]
["Schalldämpfer","SLGU","SLGU1501200150","Schalldämpfer    SLGU 150.1200","150mm Isolierung",30,1169,{"$f":"G8195*(1-VLOOKUP(F8195,Konditionen!$B:$D,3,0))","v":1169}]
["Schalldämpfer","SLGU","SLGU160900100","Schalldämpfer    SLGU 160.900","100mm Isolierung",30,537.9,{"$f":"G8204*(1-VLOOKUP(F8204,Konditionen!$B:$D,3,0))","v":537.9}]
["Schalldämpfer","SLGU","SLGU200600100","Schalldämpfer    SLGU 200.600","100mm Isolierung",30,461.1,{"$f":"G8213*(1-VLOOKUP(F8213,Konditionen!$B:$D,3,0))","v":461.1}]
["Schalldämpfer","SLGU","SLGU250900150","Schalldämpfer    SLGU 250.900","150mm Isolierung",30,1430,{"$f":"G8225*(1-VLOOKUP(F8225,Konditionen!$B:$D,3,0))","v":1430}]
["Schalldämpfer","SLKNU","SLKNU100300100","Schalldämpfer SLKNU 100.300","mit 100mm Isolierung",30,438.4,{"$f":"G8234*(1-VLOOKUP(F8234,Konditionen!$B:$D,3,0))","v":438.4}]
["Schalldämpfer","SLKNU","SLKNU12590050","Schalldämpfer SLKNU 125.900","mit 50mm Isolierung",30,425.1,{"$f":"G8247*(1-VLOOKUP(F8247,Konditionen!$B:$D,3,0))","v":425.1}]
["Schalldämpfer","SLKNU","SLKNU250600100","Schalldämpfer SLKNU 250.600","mit 100mm Isolierung",30,770.65,{"$f":"G8268*(1-VLOOKUP(F8268,Konditionen!$B:$D,3,0))","v":770.65}]
["Schalldämpfer","SLKNU","SLKNU31590050","Schalldämpfer SLKNU 315.900","mit 50mm Isolierung",30,797.15,{"$f":"G8277*(1-VLOOKUP(F8277,Konditionen!$B:$D,3,0))","v":797.15}]
["Schalldämpfer","SLKNU","SLKNU630900100","Schalldämpfer SLKNU 630.900","mit 100mm Isolierung",30,1993,{"$f":"G8289*(1-VLOOKUP(F8289,Konditionen!$B:$D,3,0))","v":1993}]
["Lindab Transfer","SLTR","SLTR125690","Transf. Schalldämpfer SLTR 125.690","",35,296.35000000000002,{"$f":"G8298*(1-VLOOKUP(F8298,Konditionen!$B:$D,3,0))","v":296.35000000000002}]
["Lindab Transfer","SLTR","SLTR150990","Transf. Schalldämpfer SLTR 150.990","",35,371.55,{"$f":"G8307*(1-VLOOKUP(F8307,Konditionen!$B:$D,3,0))","v":371.55}]
["Lindab Transfer","SLTR","SLTR2241290","Transf. Schalldämpfer SLTR 224.1290","",35,691.25,{"$f":"G8320*(1-VLOOKUP(F8320,Konditionen!$B:$D,3,0))","v":691.25}]
["Lindab Transfer","SLTR","SLTR3151290","Transf. Schalldämpfer SLTR 315.1290","",35,1153,{"$f":"G8329*(1-VLOOKUP(F8329,Konditionen!$B:$D,3,0))","v":1153}]
["Lindab Transfer","SLTR","SLTR80690","Transf. Schalldämpfer SLTR  80.690","",35,238.5,{"$f":"G8341*(1-VLOOKUP(F8341,Konditionen!$B:$D,3,0))","v":238.5}]
["Edelstahl","SLUV2A","SLUV2A1000120010","Schalldämpfer SLU V2A     1000.1200","Edelstahl W.Nr. 1.4301",60,11196,{"$f":"G8362*(1-VLOOKUP(F8362,Konditionen!$B:$D,3,0))","v":11196}]
["Edelstahl","SLUV2A","SLUV2A10060050","Schalldämpfer SLU V2A     100.600","Edelstahl W.Nr. 1.4301",60,678.9,{"$f":"G8371*(1-VLOOKUP(F8371,Konditionen!$B:$D,3,0))","v":678.9}]
["Edelstahl","SLUV2A","SLUV2A14090010","Schalldämpfer SLU V2A     140.900","Edelstahl W.Nr. 1.4301",60,1902,{"$f":"G8384*(1-VLOOKUP(F8384,Konditionen!$B:$D,3,0))","v":1902}]
["Edelstahl","SLUV2A","SLUV2A160120050","Schalldämpfer SLU V2A     160.1200","Edelstahl W.Nr. 1.4301",60,2023,{"$f":"G8393*(1-VLOOKUP(F8393,Konditionen!$B:$D,3,0))","v":2023}]
["Edelstahl","SLUV2A","SLUV2A200120050","Schalldämpfer SLU V2A     200.1200","Edelstahl W.Nr. 1.4301",60,2023,{"$f":"G8405*(1-VLOOKUP(F8405,Konditionen!$B:$D,3,0))","v":2023}]
["Edelstahl","SLUV2A","SLUV2A224900100","Schalldämpfer SLU V2A     224.900","Edelstahl W.Nr. 1.4301",60,2190,{"$f":"G8414*(1-VLOOKUP(F8414,Konditionen!$B:$D,3,0))","v":2190}]
["Edelstahl","SLUV2A","SLUV2A280120050","Schalldämpfer SLU V2A     280.1200","Edelstahl W.Nr. 1.4301",60,3291,{"$f":"G8423*(1-VLOOKUP(F8423,Konditionen!$B:$D,3,0))","v":3291}]
["Edelstahl","SLUV2A","SLUV2A315600100","Schalldämpfer SLU V2A     315.600","Edelstahl W.Nr. 1.4301",60,2507,{"$f":"G8436*(1-VLOOKUP(F8436,Konditionen!$B:$D,3,0))","v":2507}]
["Edelstahl","SLUV2A","SLUV2A45090050","Schalldämpfer SLU V2A     450.900","Edelstahl W.Nr. 1.4301",60,3124,{"$f":"G8457*(1-VLOOKUP(F8457,Konditionen!$B:$D,3,0))","v":3124}]
["Edelstahl","SLUV2A","SLUV2A560120050","Schalldämpfer SLU V2A     560.1200","Edelstahl W.Nr. 1.4301",60,5965,{"$f":"G8465*(1-VLOOKUP(F8465,Konditionen!$B:$D,3,0))","v":5965}]
["Edelstahl","SLUV2A","SLUV2A630600100","Schalldämpfer SLU V2A     630.600","Edelstahl W.Nr. 1.4301",60,4399,{"$f":"G8478*(1-VLOOKUP(F8478,Konditionen!$B:$D,3,0))","v":4399}]
["Edelstahl","SLUV2A","SLUV2A71090050","Schalldämpfer SLU V2A     710.900","Edelstahl W.Nr. 1.4301",60,6320,{"$f":"G8487*(1-VLOOKUP(F8487,Konditionen!$B:$D,3,0))","v":6320}]
["Edelstahl","SLUV2A","SLUV2A9001200100","Schalldämpfer SLU V2A     900.1200","Edelstahl W.Nr. 1.4301",60,10953,{"$f":"G8500*(1-VLOOKUP(F8500,Konditionen!$B:$D,3,0))","v":10953}]
["Schalldämpfer","SLU","SLU100900","Schalldämpfer    SLU        100.900","mit 50 mm Isolierung     L = 960 mm",30,207.8,{"$f":"G8509*(1-VLOOKUP(F8509,Konditionen!$B:$D,3,0))","v":207.8}]
["Schalldämpfer","SLU","SLU1501200","Schalldämpfer    SLU       150.1200","mit 50 mm Isolierung",30,356.7,{"$f":"G8518*(1-VLOOKUP(F8518,Konditionen!$B:$D,3,0))","v":356.7}]
["Schalldämpfer","SLU","SLU2001200","Schalldämpfer    SLU       200.1200","mit 50 mm Isolierung    L = 1285 mm",30,432.2,{"$f":"G8530*(1-VLOOKUP(F8530,Konditionen!$B:$D,3,0))","v":432.2}]
["Schalldämpfer","SLU","SLU3551200","Schalldämpfer    SLU       355.1200","mit 100 mm Isolierung",30,968.55,{"$f":"G8551*(1-VLOOKUP(F8551,Konditionen!$B:$D,3,0))","v":968.55}]
["Schalldämpfer","SLU","SLU5001200","Schalldämpfer    SLU       500.1200","mit 100 mm Isolierung",30,1214,{"$f":"G8560*(1-VLOOKUP(F8560,Konditionen!$B:$D,3,0))","v":1214}]
["Schalldämpfer","SLU","SLU800900","Schalldämpfer    SLU        800.900","mit 100 mm Isolierung",30,2143,{"$f":"G8573*(1-VLOOKUP(F8573,Konditionen!$B:$D,3,0))","v":2143}]
["Schalldämpfer","SLXU","SLXU125600","Schalldämpfer    SLXU       125.600","50mm Isolierung",30,172.55,{"$f":"G8582*(1-VLOOKUP(F8582,Konditionen!$B:$D,3,0))","v":172.55}]
["Rohre und Formteile","SMFU","SMFU100300","Schiebemuffe   SMFU     100.300","",30,26.4,{"$f":"G8594*(1-VLOOKUP(F8594,Konditionen!$B:$D,3,0))","v":26.4}]
["Rohre und Formteile","SMFU","SMFU200300","Schiebemuffe   SMFU     200.300","",30,40.200000000000003,{"$f":"G8603*(1-VLOOKUP(F8603,Konditionen!$B:$D,3,0))","v":40.200000000000003}]
["Diverse","SM","SM125","Montagekosten    SM            125","für Sattelstutzen, Netto-Preis","Netto",10.9,{"$f":"G8612*(1-VLOOKUP(F8612,Konditionen!$B:$D,3,0))","v":10.9}]
["Diverse","SM","SM400","Montagekosten    SM            400","für Sattelstutzen, Netto-Preis","Netto",51.55,{"$f":"G8625*(1-VLOOKUP(F8625,Konditionen!$B:$D,3,0))","v":51.55}]
["Diverse","SM","SM75","Montagekosten    SM            75","für Sattelstutzen, Netto-Preis","Netto",10.9,{"$f":"G8635*(1-VLOOKUP(F8635,Konditionen!$B:$D,3,0))","v":10.9}]
["Rohre und Formteile","SNPU","SNPU160300","Schiebenippel  SNPU     160.300","",30,31.65,{"$f":"G8646*(1-VLOOKUP(F8646,Konditionen!$B:$D,3,0))","v":31.65}]
["Rohre und Formteile","SRDDIN","SRDDIN1120","Lindabrohr dicht SRDDIN 1120 Meter","nach DIN 24145",10,757.05,{"$f":"G8667*(1-VLOOKUP(F8667,Konditionen!$B:$D,3,0))","v":757.05}]
["Rohre und Formteile","SRDDIN","SRDDIN250","Lindabrohr dicht SRDDIN 250  Meter","nach DIN 24145",10,102.35,{"$f":"G8676*(1-VLOOKUP(F8676,Konditionen!$B:$D,3,0))","v":102.35}]
["Rohre und Formteile","SRDDIN","SRDDIN900","Lindabrohr dicht SRDDIN 900  Meter","nach DIN 24145",10,521.54999999999995,{"$f":"G8689*(1-VLOOKUP(F8689,Konditionen!$B:$D,3,0))","v":521.54999999999995}]
["Rohre und Formteile","SRDEN","SRDEN1500","Lindabrohr dicht  SRD   1500 Meter","gem.DIN EN 12237, mit Doppelsicke",10,1043,{"$f":"G8699*(1-VLOOKUP(F8699,Konditionen!$B:$D,3,0))","v":1043}]
["Rohre und Formteile","SRDEN","SRDEN280","Lindabrohr dicht  SRD   280  Meter","gem.DIN EN 12237, mit Doppelsicke",10,115,{"$f":"G8706*(1-VLOOKUP(F8706,Konditionen!$B:$D,3,0))","v":115}]
["Rohre und Formteile","SRDEN","SRDEN80","Lindabrohr dicht  SRD   80   Meter","gem.DIN EN 12237",10,31.3,{"$f":"G8719*(1-VLOOKUP(F8719,Konditionen!$B:$D,3,0))","v":31.3}]
["Rohre und Formteile","SRDIN","SRDIN400","Lindabrohr   SRDIN 400       Meter","nach DIN 24145",10,120.55,{"$f":"G8740*(1-VLOOKUP(F8740,Konditionen!$B:$D,3,0))","v":120.55}]
["Rohre und Formteile","SRDIN","SRDIN450","Lindabrohr   SRDIN 450       Meter","nach DIN 24145",10,140.15,{"$f":"G8741*(1-VLOOKUP(F8741,Konditionen!$B:$D,3,0))","v":140.15}]
["Edelstahl","SRDV2A","SRDV2A0,6355","Lindabrohr  SRD V2A 0,6 355  Meter","Edelstahl W.Nr.1.4301,mit Dichtung",60,419.95,{"$f":"G8763*(1-VLOOKUP(F8763,Konditionen!$B:$D,3,0))","v":419.95}]
["Edelstahl","SRDV2A","SRDV2A0,8710","Lindabrohr  SRD V2A 0,8 710  Meter","Edelstahl W.Nr.1.4301,mit Dichtung",60,959,{"$f":"G8770*(1-VLOOKUP(F8770,Konditionen!$B:$D,3,0))","v":959}]
["Rohre und Formteile","SRENC","SRENC125","Lindabrohr SR CLICK 125       Meter","gem.DIN EN 12237",10,28.1,{"$f":"G8783*(1-VLOOKUP(F8783,Konditionen!$B:$D,3,0))","v":28.1}]
["Rohre und Formteile","SRENC","SRENC1406000","Lindabrohr SR CLICK 140.6000  Stück","gem.DIN EN 12237",10,214.2,{"$f":"G8792*(1-VLOOKUP(F8792,Konditionen!$B:$D,3,0))","v":214.2}]
["Rohre und Formteile","SRENC","SRENC1802400","Lindabrohr SR CLICK 180.2400  Stück","gem.DIN EN 12237",10,108.35,{"$f":"G8805*(1-VLOOKUP(F8805,Konditionen!$B:$D,3,0))","v":108.35}]
["Rohre und Formteile","SRENC","SRENC2241200","Lindabrohr SR CLICK 224.1200  Stück","gem.DIN EN 12237",10,68.099999999999994,{"$f":"G8814*(1-VLOOKUP(F8814,Konditionen!$B:$D,3,0))","v":68.099999999999994}]
["Rohre und Formteile","SRENC","SRENC3151200","Lindabrohr SR CLICK 315.1200  Stück","gem.DIN EN 12237 mit Doppelsicke",10,100.8,{"$f":"G8834*(1-VLOOKUP(F8834,Konditionen!$B:$D,3,0))","v":100.8}]
["Rohre und Formteile","SRENC","SRENC3152400","Lindabrohr SR CLICK 315.2400  Stück","gem.DIN EN 12237 mit Doppelsicke",10,201.6,{"$f":"G8835*(1-VLOOKUP(F8835,Konditionen!$B:$D,3,0))","v":201.6}]
["Rohre und Formteile","SREN","SREN12503000","Lindabrohr   SR    1250.3000 Stück","gem.DIN EN 12237, mit Doppelsicke",10,1473,{"$f":"G8856*(1-VLOOKUP(F8856,Konditionen!$B:$D,3,0))","v":1473}]
["Rohre und Formteile","SREN","SREN1402400","Lindabrohr   SR    140.2400  Stück","gem.DIN EN 12237",10,85.7,{"$f":"G8865*(1-VLOOKUP(F8865,Konditionen!$B:$D,3,0))","v":85.7}]
["Rohre und Formteile","SREN","SREN1603000","Lindabrohr   SR    160.3000  Stück","gem.DIN EN 12237",10,107.1,{"$f":"G8878*(1-VLOOKUP(F8878,Konditionen!$B:$D,3,0))","v":107.1}]
["Rohre und Formteile","SREN","SREN2002400","Lindabrohr   SR    200.2400  Stück","gem.DIN EN 12237",10,108.35,{"$f":"G8887*(1-VLOOKUP(F8887,Konditionen!$B:$D,3,0))","v":108.35}]
["Rohre und Formteile","SREN","SREN2506000","Lindabrohr   SR    250.6000  Stück","gem.DIN EN 12237, mit Doppelsicke",10,340.5,{"$f":"G8899*(1-VLOOKUP(F8899,Konditionen!$B:$D,3,0))","v":340.5}]
["Rohre und Formteile","SREN","SREN3003000","Lindabrohr   SR    300.3000  Stück","gem.DIN EN 12237, mit Doppelsicke",10,203.4,{"$f":"G8908*(1-VLOOKUP(F8908,Konditionen!$B:$D,3,0))","v":203.4}]
["Rohre und Formteile","SREN","SREN5003000","Lindabrohr   SR    500.3000  Stück","gem.DIN EN 12237, mit Doppelsicke",10,391.2,{"$f":"G8929*(1-VLOOKUP(F8929,Konditionen!$B:$D,3,0))","v":391.2}]
["Rohre und Formteile","SREN","SREN5006000","Lindabrohr   SR    500.6000  Stück","gem.DIN EN 12237, mit Doppelsicke",10,782.4,{"$f":"G8930*(1-VLOOKUP(F8930,Konditionen!$B:$D,3,0))","v":782.4}]
["Rohre und Formteile","SREN","SREN713000","Lindabrohr   SR     71.3000  Stück","gem.DIN EN 12237",10,55.35,{"$f":"G8951*(1-VLOOKUP(F8951,Konditionen!$B:$D,3,0))","v":55.35}]
["Rohre und Formteile","SREN","SREN803000","Lindabrohr   SR     80.3000  Stück","gem.DIN EN 12237",10,55.35,{"$f":"G8959*(1-VLOOKUP(F8959,Konditionen!$B:$D,3,0))","v":55.35}]
["Fflexible Rohre","SRFC","SRFC1405000","Flexrohr         SRF-C     140.5000","",11,75.55,{"$f":"G8972*(1-VLOOKUP(F8972,Konditionen!$B:$D,3,0))","v":75.55}]
["Fflexible Rohre","SRFC","SRFC3155000","Flexrohr         SRF-C     315.5000","",11,157.85,{"$f":"G8981*(1-VLOOKUP(F8981,Konditionen!$B:$D,3,0))","v":157.85}]
["Entrauchung","SRFP","SRFP125","Lindabrohr   SR FP 125        Meter","Lindab FireProtect Rund",80,31.2,{"$f":"G8994*(1-VLOOKUP(F8994,Konditionen!$B:$D,3,0))","v":31.2}]
["Entrauchung","SRFP","SRFP315","Lindabrohr   SR FP 315        Meter","Lindab FireProtect Rund",80,85.8,{"$f":"G9004*(1-VLOOKUP(F9004,Konditionen!$B:$D,3,0))","v":85.8}]
["Fflexible Rohre","SRFTH","SRFTH2506000","Flexschlauch     TH        250.6000","Polyamidgewebe mit Drahteinlage",11,324.64999999999998,{"$f":"G9023*(1-VLOOKUP(F9023,Konditionen!$B:$D,3,0))","v":324.64999999999998}]
["Fflexible Rohre","SRFTH","SRFTH2806000","Flexschlauch     TH        280.6000","Polyamidgewebe mit Drahteinlage",11,407.7,{"$f":"G9024*(1-VLOOKUP(F9024,Konditionen!$B:$D,3,0))","v":407.7}]
["Fflexible Rohre","SRFVA","SRFVA1803000","Edelstahl-Flexrohr SRF-VA 180.3000","",11,469.3,{"$f":"G9045*(1-VLOOKUP(F9045,Konditionen!$B:$D,3,0))","v":469.3}]
["Fflexible Rohre","SRFV","SRFV2005000","Flexrohr Stahl verz. SRF-V 200.5000","in Bunden",11,467.3,{"$f":"G9058*(1-VLOOKUP(F9058,Konditionen!$B:$D,3,0))","v":467.3}]
["Fflexible Rohre","SRFW","SRFW252B1803000","w-isol.Flexr.SRF-W25-2B/2B 180.3000","",11,272.14999999999998,{"$f":"G9068*(1-VLOOKUP(F9068,Konditionen!$B:$D,3,0))","v":272.14999999999998}]
["Fflexible Rohre","SRFW","SRFW502B1503000","w-isol.Flexr.SRF-W50-2B/2B 150.3000","",11,290.14999999999998,{"$f":"G9075*(1-VLOOKUP(F9075,Konditionen!$B:$D,3,0))","v":290.14999999999998}]
["Lindab Isol","SRI","SRI25250","Lindabrohr Isol  SRI 25   250.1000","25mm Isolierung",65,198,{"$f":"G9088*(1-VLOOKUP(F9088,Konditionen!$B:$D,3,0))","v":198}]
["Lindab Isol","SRI","SRI50200","Lindabrohr Isol  SRI 50    200.1000","50mm Isolierung",65,226.8,{"$f":"G9097*(1-VLOOKUP(F9097,Konditionen!$B:$D,3,0))","v":226.8}]
["Rohre und Formteile","SRPERF","SRPERF4002400","perforiert. Rohr SRP 0,6  400.2400","freier Querschnitt 33 %",10,954.85,{"$f":"G9118*(1-VLOOKUP(F9118,Konditionen!$B:$D,3,0))","v":954.85}]
["Rohre und Formteile","SRPERF","SRPERF5602400","perforiert. Rohr SRP 0,6  560.2400","freier Querschnitt 33 %",10,1337,{"$f":"G9121*(1-VLOOKUP(F9121,Konditionen!$B:$D,3,0))","v":1337}]
["Lindab Transfer","SRTR","SRTR1256000","Transfer Rohr    SRTR    125.6000","",35,230.55,{"$f":"G9139*(1-VLOOKUP(F9139,Konditionen!$B:$D,3,0))","v":230.55}]
["Lindab Transfer","SRTR","SRTR1601000","Transfer Rohr    SRTR    160.1000","",35,47.35,{"$f":"G9152*(1-VLOOKUP(F9152,Konditionen!$B:$D,3,0))","v":47.35}]
["Lindab Transfer","SRTR","SRTR1803000","Transfer Rohr    SRTR    180.3000","",35,169.7,{"$f":"G9161*(1-VLOOKUP(F9161,Konditionen!$B:$D,3,0))","v":169.7}]
["Lindab Transfer","SRTR","SRTR2241000","Transfer Rohr    SRTR    224.1000","",35,70.2,{"$f":"G9170*(1-VLOOKUP(F9170,Konditionen!$B:$D,3,0))","v":70.2}]
["Lindab Transfer","SRTR","SRTR3003000","Transfer Rohr    SRTR    300.3000","",35,243.25,{"$f":"G9185*(1-VLOOKUP(F9185,Konditionen!$B:$D,3,0))","v":243.25}]
["Lindab Transfer","SRTR","SRTR3153000","Transfer Rohr    SRTR    315.3000","",35,290.7,{"$f":"G9191*(1-VLOOKUP(F9191,Konditionen!$B:$D,3,0))","v":290.7}]
["Lindab Transfer","SRTR","SRTR5001000","Transfer Rohr    SRTR    500.1000","",35,153.80000000000001,{"$f":"G9212*(1-VLOOKUP(F9212,Konditionen!$B:$D,3,0))","v":153.80000000000001}]
["Lindab Transfer","SRTR","SRTR5001500","Transfer Rohr    SRTR    500.1500","",35,232.15,{"$f":"G9213*(1-VLOOKUP(F9213,Konditionen!$B:$D,3,0))","v":232.15}]
["Edelstahl","SRV2A","SRV2A0,5280","Lindabrohr   SR V2A 0,5 280  METER","Edelstahl W.Nr.1.4301",60,260.64999999999998,{"$f":"G9234*(1-VLOOKUP(F9234,Konditionen!$B:$D,3,0))","v":260.64999999999998}]
["Edelstahl","SRV2A","SRV2A0,6355","Lindabrohr   SR V2A 0,6 355  METER","Edelstahl W.Nr.1.4301",60,371.75,{"$f":"G9238*(1-VLOOKUP(F9238,Konditionen!$B:$D,3,0))","v":371.75}]
["Metu ","SR","SRV2A25PE","Spannring SR   25 V2A mit PE","250 mm","14.MS",16.850000000000001,{"$f":"G9255*(1-VLOOKUP(F9255,Konditionen!$B:$D,3,0))","v":16.850000000000001}]
["Metu ","SR","SRV2A60PE","Spannring SR   60 V2A mit PE","600 mm","14.MS",29.45,{"$f":"G9264*(1-VLOOKUP(F9264,Konditionen!$B:$D,3,0))","v":29.45}]
["Metu ","SR","SR25PE","Spannring SR   25 verz mit PE","250 mm","14.MS",4.9000000000000004,{"$f":"G9277*(1-VLOOKUP(F9277,Konditionen!$B:$D,3,0))","v":4.9000000000000004}]
["Metu ","SR","SR60PE","Spannring SR   60 verz mit PE","600 mm","14.MS",9,{"$f":"G9286*(1-VLOOKUP(F9286,Konditionen!$B:$D,3,0))","v":9}]
["Diverse","SSKS","SSKS95","Blechtreibschraube  SSKS 95","m.verringerter Bohrspitze  4,2X9,5","Netto",11.2,{"$f":"G9302*(1-VLOOKUP(F9302,Konditionen!$B:$D,3,0))","v":11.2}]
["Luftdurchlässe","STB","STB1511000","Anschlußkasten f. MTL STB-15-1-1000","1-Spaltig, Länge 0-1199mm, 1xDN125",70,274.85000000000002,{"$f":"G9307*(1-VLOOKUP(F9307,Konditionen!$B:$D,3,0))","v":274.85000000000002}]
["Luftdurchlässe","STB","STB1941000","Anschlußkasten f. MTL STB-19-4-1000","4-Spaltig, Länge 0-1199mm, 1xDN200",70,323.60000000000002,{"$f":"G9328*(1-VLOOKUP(F9328,Konditionen!$B:$D,3,0))","v":323.60000000000002}]
["Filter","STR","STRG4100","Rohrfilter       STR G4  100","ISO Coarse 65%",37,45.8,{"$f":"G9341*(1-VLOOKUP(F9341,Konditionen!$B:$D,3,0))","v":45.8}]
["Filter","STR","STRM5125","Rohrfilter       STR M5  125","ISO Coarse 95%",37,79.5,{"$f":"G9350*(1-VLOOKUP(F9350,Konditionen!$B:$D,3,0))","v":79.5}]
["Metu ","STR","STR301/2","Ablaufstutzen mit Rohrtrichter","ST-R ½\"  -30","14.MS",7.6,{"$f":"G9359*(1-VLOOKUP(F9359,Konditionen!$B:$D,3,0))","v":7.6}]
["Luftdurchlässe","STU","STU1911500","Anschlußkasten f. MTL STU-19-1-1500","1-Spaltig, L= 1200-1799mm, 1xDN160",70,338.85,{"$f":"G9373*(1-VLOOKUP(F9373,Konditionen!$B:$D,3,0))","v":338.85}]
["Luftdurchlässe","STU","STU1932000","Anschlußkasten f. MTL STU-19-3-2000","3-Spaltig, L= 1800-2000mm, 2xDN200",70,522.6,{"$f":"G9380*(1-VLOOKUP(F9380,Konditionen!$B:$D,3,0))","v":522.6}]
["Brandschutz","TAMPWH25","TAMPWH25180","Paneele TAMPWH25.180","1 Satz = 4 Teile",8006,44.2,{"$f":"G9393*(1-VLOOKUP(F9393,Konditionen!$B:$D,3,0))","v":44.2}]
["Brandschutz","TAMPWH45","TAMPWH45355","Paneele TAMPWH45.355","1 Satz = 4 Teile",8006,80.650000000000006,{"$f":"G9402*(1-VLOOKUP(F9402,Konditionen!$B:$D,3,0))","v":80.650000000000006}]
["Rohre und Formteile","TBSU","TBSU250160","Schuhstutzen  TBSU 250.160","",30,71.25,{"$f":"G9423*(1-VLOOKUP(F9423,Konditionen!$B:$D,3,0))","v":71.25}]
["Rohre und Formteile","TBSU","TBSU315100","Schuhstutzen  TBSU 315.100","",30,50.3,{"$f":"G9426*(1-VLOOKUP(F9426,Konditionen!$B:$D,3,0))","v":50.3}]
["Rohre und Formteile","TBSU","TBSU500315","Schuhstutzen  TBSU 500.315","",30,150.55000000000001,{"$f":"G9444*(1-VLOOKUP(F9444,Konditionen!$B:$D,3,0))","v":150.55000000000001}]
["Rohre und Formteile","TBSU","TBSU630560","Schuhstutzen  TBSU 630.560","",30,403.6,{"$f":"G9457*(1-VLOOKUP(F9457,Konditionen!$B:$D,3,0))","v":403.6}]
["Edelstahl","TCKUV2A","TCKUV2A125100","T-Stück          TCKU V2A   125.100","Edelstahl W.Nr. 1.4301",60,150.4,{"$f":"G9466*(1-VLOOKUP(F9466,Konditionen!$B:$D,3,0))","v":150.4}]
["Edelstahl","TCKUV2A","TCKUV2A150100","T-Stück          TCKU V2A   150.100","Edelstahl W.Nr. 1.4301",60,188.15,{"$f":"G9475*(1-VLOOKUP(F9475,Konditionen!$B:$D,3,0))","v":188.15}]
["Edelstahl","TCKUV2A","TCKUV2A180125","T-Stück          TCKU V2A   180.125","Edelstahl W.Nr. 1.4301",60,238.3,{"$f":"G9490*(1-VLOOKUP(F9490,Konditionen!$B:$D,3,0))","v":238.3}]
["Edelstahl","TCKUV2A","TCKUV2A200100","T-Stück          TCKU V2A   200.100","Edelstahl W.Nr. 1.4301",60,238.3,{"$f":"G9496*(1-VLOOKUP(F9496,Konditionen!$B:$D,3,0))","v":238.3}]
["Edelstahl","TCKUV2A","TCKUV2A250125","T-Stück          TCKU V2A   250.125","Edelstahl W.Nr. 1.4301",60,315.8,{"$f":"G9517*(1-VLOOKUP(F9517,Konditionen!$B:$D,3,0))","v":315.8}]
["Edelstahl","TCKUV2A","TCKUV2A280150","T-Stück          TCKU V2A   280.150","Edelstahl W.Nr. 1.4301",60,439,{"$f":"G9530*(1-VLOOKUP(F9530,Konditionen!$B:$D,3,0))","v":439}]
["Edelstahl","TCKUV2A","TCKUV2A300112","T-Stück          TCKU V2A   300.112","Edelstahl W.Nr. 1.4301",60,439,{"$f":"G9539*(1-VLOOKUP(F9539,Konditionen!$B:$D,3,0))","v":439}]
["Edelstahl","TCKUV2A","TCKUV2A315150","T-Stück          TCKU V2A   315.150","Edelstahl W.Nr. 1.4301",60,478.7,{"$f":"G9554*(1-VLOOKUP(F9554,Konditionen!$B:$D,3,0))","v":478.7}]
["Edelstahl","TCKUV2A","TCKUV2A315280","T-Stück          TCKU V2A   315.280","Edelstahl W.Nr. 1.4301",60,478.7,{"$f":"G9560*(1-VLOOKUP(F9560,Konditionen!$B:$D,3,0))","v":478.7}]
["Edelstahl","TCKUV2A","TCKUV2A355180","T-Stück          TCKU V2A   355.180","Edelstahl W.Nr. 1.4301",60,523.25,{"$f":"G9569*(1-VLOOKUP(F9569,Konditionen!$B:$D,3,0))","v":523.25}]
["Edelstahl","TCKUV2A","TCKUV2A400160","T-Stück         TCKU V2A   400.160","Edelstahl W.Nr. 1.4301",60,621.29999999999995,{"$f":"G9582*(1-VLOOKUP(F9582,Konditionen!$B:$D,3,0))","v":621.29999999999995}]
["Edelstahl","TCKUV2A","TCKUV2A400400","T-Stück         TCKU V2A   400.400","Edelstahl W.Nr. 1.4301",60,621.29999999999995,{"$f":"G9591*(1-VLOOKUP(F9591,Konditionen!$B:$D,3,0))","v":621.29999999999995}]
["Edelstahl","TCKUV2A","TCKUV2A450355","T-Stück         TCKU V2A   450.355","Edelstahl W.Nr. 1.4301",60,762.05,{"$f":"G9603*(1-VLOOKUP(F9603,Konditionen!$B:$D,3,0))","v":762.05}]
["Edelstahl","TCKUV2A","TCKUV2A560300","T-Stück         TCKU V2A   560.300","Edelstahl W.Nr. 1.4301",60,1047,{"$f":"G9624*(1-VLOOKUP(F9624,Konditionen!$B:$D,3,0))","v":1047}]
["Edelstahl","TCKUV2A","TCKUV2A600250","T-Stück         TCKU V2A   600.250","Edelstahl W.Nr. 1.4301",60,1244,{"$f":"G9633*(1-VLOOKUP(F9633,Konditionen!$B:$D,3,0))","v":1244}]
["Edelstahl","TCKUV2A","TCKUV2A630280","T-Stück         TCKU V2A   630.280","Edelstahl W.Nr. 1.4301",60,1414,{"$f":"G9646*(1-VLOOKUP(F9646,Konditionen!$B:$D,3,0))","v":1414}]
["Edelstahl","TCKUV2A","TCKUV2A630630","T-Stück         TCKU V2A   630.630","Edelstahl W.Nr. 1.4301",60,1414,{"$f":"G9655*(1-VLOOKUP(F9655,Konditionen!$B:$D,3,0))","v":1414}]
["Edelstahl","TCKUV2A","TCKUV2A710600","T-Stück         TCKU V2A   710.600","Edelstahl W.Nr. 1.4301",60,1861,{"$f":"G9667*(1-VLOOKUP(F9667,Konditionen!$B:$D,3,0))","v":1861}]
["Edelstahl","TCKUV2A","TCKUV2A800450","T-Stück         TCKU V2A   800.450","Edelstahl W.Nr. 1.4301",60,2240,{"$f":"G9676*(1-VLOOKUP(F9676,Konditionen!$B:$D,3,0))","v":2240}]
["Edelstahl","TCKUV2A","TCKUV2A900300","T-Stück         TCKU V2A   900.300","Edelstahl W.Nr. 1.4301",60,3050,{"$f":"G9685*(1-VLOOKUP(F9685,Konditionen!$B:$D,3,0))","v":3050}]
["Rohre und Formteile","TCPMU","TCPMU125100","T-Stück          TCPMU      125.100","d3=Muffenmaß",30,54.25,{"$f":"G9698*(1-VLOOKUP(F9698,Konditionen!$B:$D,3,0))","v":54.25}]
["Rohre und Formteile","TCPRCU","TCPRCU12571","T-Stück red  TCPRCU   125.    .71","D3 Vent",30,68.599999999999994,{"$f":"G9719*(1-VLOOKUP(F9719,Konditionen!$B:$D,3,0))","v":68.599999999999994}]
["Rohre und Formteile","TCPRCU","TCPRCU150140","T-Stück red  TCPRCU   150.    .140","",30,99.6,{"$f":"G9731*(1-VLOOKUP(F9731,Konditionen!$B:$D,3,0))","v":99.6}]
["Rohre und Formteile","TCPRCU","TCPRCU160160","T-Stück red  TCPRCU   160.    .160","",30,99.6,{"$f":"G9740*(1-VLOOKUP(F9740,Konditionen!$B:$D,3,0))","v":99.6}]
["Rohre und Formteile","TCPRCU","TCPRCU180160","T-Stück red  TCPRCU   180.    .160","",30,111.75,{"$f":"G9749*(1-VLOOKUP(F9749,Konditionen!$B:$D,3,0))","v":111.75}]
["Rohre und Formteile","TCPRCU","TCPRCU200200","T-Stück red  TCPRCU   200.    .200","",30,123.3,{"$f":"G9758*(1-VLOOKUP(F9758,Konditionen!$B:$D,3,0))","v":123.3}]
["Rohre und Formteile","TCPRCU","TCPRCU250125","T-Stück red  TCPRCU   250.    .125","",30,114.4,{"$f":"G9771*(1-VLOOKUP(F9771,Konditionen!$B:$D,3,0))","v":114.4}]
["Rohre und Formteile","TCPRCU","TCPRCU280160","T-Stück red  TCPRCU   280.    .160","",30,141.94999999999999,{"$f":"G9784*(1-VLOOKUP(F9784,Konditionen!$B:$D,3,0))","v":141.94999999999999}]
["Rohre und Formteile","TCPRCU","TCPRCU300140","T-Stück red  TCPRCU   300.    .140","",30,141.94999999999999,{"$f":"G9792*(1-VLOOKUP(F9792,Konditionen!$B:$D,3,0))","v":141.94999999999999}]
["Rohre und Formteile","TCPRCU","TCPRCU355160","T-Stück red  TCPRCU   355.    .160","",30,178.1,{"$f":"G9813*(1-VLOOKUP(F9813,Konditionen!$B:$D,3,0))","v":178.1}]
["Rohre und Formteile","TCPRCU","TCPRCU400224","T-Stück red  TCPRCU   400.    .224","",30,219.45,{"$f":"G9822*(1-VLOOKUP(F9822,Konditionen!$B:$D,3,0))","v":219.45}]
["Rohre und Formteile","TCPRCU","TCPRCU500125","T-Stück red  TCPRCU   500.    .125","",30,276.45,{"$f":"G9835*(1-VLOOKUP(F9835,Konditionen!$B:$D,3,0))","v":276.45}]
["Rohre und Formteile","TCPRCU","TCPRCU600100","T-Stück red  TCPRCU   600.    .100","",30,343.6,{"$f":"G9848*(1-VLOOKUP(F9848,Konditionen!$B:$D,3,0))","v":343.6}]
["Rohre und Formteile","TCPRCU","TCPRCU630125","T-Stück red  TCPRCU   630.    .125","",30,404.05,{"$f":"G9856*(1-VLOOKUP(F9856,Konditionen!$B:$D,3,0))","v":404.05}]
["Entrauchung","TCPUFP","TCPUFP100100","T-Stück   TCPUFP   100.100","Lindab FireProtect Rund",80,57.4,{"$f":"G9865*(1-VLOOKUP(F9865,Konditionen!$B:$D,3,0))","v":57.4}]
["Entrauchung","TCPUFP","TCPUFP140160","T-Stück   TCPUFP   140.160","Lindab FireProtect Rund",80,96.6,{"$f":"G9874*(1-VLOOKUP(F9874,Konditionen!$B:$D,3,0))","v":96.6}]
["Entrauchung","TCPUFP","TCPUFP180140","T-Stück   TCPUFP   180.140","Lindab FireProtect Rund",80,99.2,{"$f":"G9887*(1-VLOOKUP(F9887,Konditionen!$B:$D,3,0))","v":99.2}]
["Entrauchung","TCPUFP","TCPUFP250140","T-Stück   TCPUFP   250.140","Lindab FireProtect Rund",80,99.2,{"$f":"G9908*(1-VLOOKUP(F9908,Konditionen!$B:$D,3,0))","v":99.2}]
["Entrauchung","TCPUFP","TCPUFP280180","T-Stück   TCPUFP   280.180","Lindab FireProtect Rund",80,133.9,{"$f":"G9919*(1-VLOOKUP(F9919,Konditionen!$B:$D,3,0))","v":133.9}]
["Entrauchung","TCPUFP","TCPUFP300200","T-Stück   TCPUFP   300.200","Lindab FireProtect Rund",80,154.30000000000001,{"$f":"G9929*(1-VLOOKUP(F9929,Konditionen!$B:$D,3,0))","v":154.30000000000001}]
["Entrauchung","TCPUFP","TCPUFP315200","T-Stück   TCPUFP   315.200","Lindab FireProtect Rund",80,163.1,{"$f":"G9938*(1-VLOOKUP(F9938,Konditionen!$B:$D,3,0))","v":163.1}]
["Entrauchung","TCPUFP","TCPUFP400160","T-Stück   TCPUFP   400.160","Lindab FireProtect Rund",80,182.9,{"$f":"G9951*(1-VLOOKUP(F9951,Konditionen!$B:$D,3,0))","v":182.9}]
["Entrauchung","TCPUFP","TCPUFP450200","T-Stück   TCPUFP   450.200","Lindab FireProtect Rund",80,223.55,{"$f":"G9960*(1-VLOOKUP(F9960,Konditionen!$B:$D,3,0))","v":223.55}]
["Entrauchung","TCPUFP","TCPUFP560315","T-Stück   TCPUFP   560.315","Lindab FireProtect Rund",80,365.6,{"$f":"G9972*(1-VLOOKUP(F9972,Konditionen!$B:$D,3,0))","v":365.6}]
["Entrauchung","TCPUFP","TCPUFP630400","T-Stück   TCPUFP   630.400","Lindab FireProtect Rund",80,504.3,{"$f":"G9981*(1-VLOOKUP(F9981,Konditionen!$B:$D,3,0))","v":504.3}]
["Rohre und Formteile","TCPU","TCPU12563","T-Stück          TCPU      125.63","",30,45.25,{"$f":"G10002*(1-VLOOKUP(F10002,Konditionen!$B:$D,3,0))","v":45.25}]
["Rohre und Formteile","TCPU","TCPU150100","T-Stück          TCPU      150.100","",30,50.1,{"$f":"G10011*(1-VLOOKUP(F10011,Konditionen!$B:$D,3,0))","v":50.1}]
["Rohre und Formteile","TCPU","TCPU160160KORT","T-Stück    TCPU KORT    160.160","kurzer Abgang u. kurze Einbaulänge",30,93.35,{"$f":"G10024*(1-VLOOKUP(F10024,Konditionen!$B:$D,3,0))","v":93.35}]
["Rohre und Formteile","TCPU","TCPU200140","T-Stück          TCPU      200.140","",30,74.400000000000006,{"$f":"G10036*(1-VLOOKUP(F10036,Konditionen!$B:$D,3,0))","v":74.400000000000006}]
["Rohre und Formteile","TCPU","TCPU224150","T-Stück          TCPU      224.150","",30,83.3,{"$f":"G10045*(1-VLOOKUP(F10045,Konditionen!$B:$D,3,0))","v":83.3}]
["Rohre und Formteile","TCPU","TCPU250150","T-Stück          TCPU      250.150","",30,83.3,{"$f":"G10054*(1-VLOOKUP(F10054,Konditionen!$B:$D,3,0))","v":83.3}]
["Rohre und Formteile","TCPU","TCPU280140","T-Stück          TCPU      280.140","",30,93.75,{"$f":"G10063*(1-VLOOKUP(F10063,Konditionen!$B:$D,3,0))","v":93.75}]
["Rohre und Formteile","TCPU","TCPU300160","T-Stück          TCPU      300.160","",30,93.75,{"$f":"G10076*(1-VLOOKUP(F10076,Konditionen!$B:$D,3,0))","v":93.75}]
["Rohre und Formteile","TCPU","TCPU315180","T-Stück          TCPU      315.180","",30,113.85,{"$f":"G10089*(1-VLOOKUP(F10089,Konditionen!$B:$D,3,0))","v":113.85}]
["Rohre und Formteile","TCPU","TCPU355355","T-Stück          TCPU      355.355","",30,179.85,{"$f":"G10109*(1-VLOOKUP(F10109,Konditionen!$B:$D,3,0))","v":179.85}]
["Rohre und Formteile","TCPU","TCPU400315","T-Stück          TCPU      400.315","",30,176.7,{"$f":"G10118*(1-VLOOKUP(F10118,Konditionen!$B:$D,3,0))","v":176.7}]
["Rohre und Formteile","TCPU","TCPU450280","T-Stück          TCPU      450.280","",30,185.7,{"$f":"G10127*(1-VLOOKUP(F10127,Konditionen!$B:$D,3,0))","v":185.7}]
["Rohre und Formteile","TCPU","TCPU500355","T-Stück          TCPU      500.355","",30,232.35,{"$f":"G10140*(1-VLOOKUP(F10140,Konditionen!$B:$D,3,0))","v":232.35}]
["Rohre und Formteile","TCPU","TCPU560450","T-Stück          TCPU      560.450","",30,290.5,{"$f":"G10153*(1-VLOOKUP(F10153,Konditionen!$B:$D,3,0))","v":290.5}]
["Rohre und Formteile","TCPU","TCPU600125","T-Stück          TCPU      600.125","",30,212.95,{"$f":"G10157*(1-VLOOKUP(F10157,Konditionen!$B:$D,3,0))","v":212.95}]
["Rohre und Formteile","TCPU","TCPU630125","T-Stück          TCPU      630.125","",30,255.4,{"$f":"G10170*(1-VLOOKUP(F10170,Konditionen!$B:$D,3,0))","v":255.4}]
["Rohre und Formteile","TCRCU","TCRCU1000500","T-Stück red  TCRCU   1000.    .500","",30,1102,{"$f":"G10191*(1-VLOOKUP(F10191,Konditionen!$B:$D,3,0))","v":1102}]
["Rohre und Formteile","TCRCU","TCRCU11201120","T-Stück red  TCRCU   1120.    .1120","",30,2154,{"$f":"G10204*(1-VLOOKUP(F10204,Konditionen!$B:$D,3,0))","v":2154}]
["Rohre und Formteile","TCRCU","TCRCU1120400","T-Stück red  TCRCU   1120.    .400","",30,1347,{"$f":"G10206*(1-VLOOKUP(F10206,Konditionen!$B:$D,3,0))","v":1347}]
["Rohre und Formteile","TCRCU","TCRCU11271","T-Stück red  TCRCU    112.    .71","D3 Vent",30,68.599999999999994,{"$f":"G10221*(1-VLOOKUP(F10221,Konditionen!$B:$D,3,0))","v":68.599999999999994}]
["Rohre und Formteile","TCRCU","TCRCU125140","T-Stück red  TCRCU    125.    .140","",30,95.75,{"$f":"G10234*(1-VLOOKUP(F10234,Konditionen!$B:$D,3,0))","v":95.75}]
["Rohre und Formteile","TCRCU","TCRCU140200","T-Stück red  TCRCU    140.    .200","",30,129.80000000000001,{"$f":"G10243*(1-VLOOKUP(F10243,Konditionen!$B:$D,3,0))","v":129.80000000000001}]
["Rohre und Formteile","TCRCU","TCRCU150224","T-Stück red  TCRCU    150.    .224","",30,141,{"$f":"G10252*(1-VLOOKUP(F10252,Konditionen!$B:$D,3,0))","v":141}]
["Rohre und Formteile","TCRCU","TCRCU18050","T-Stück red  TCRCU    180.    .50","D3 Vent",30,94.6,{"$f":"G10270*(1-VLOOKUP(F10270,Konditionen!$B:$D,3,0))","v":94.6}]
["Rohre und Formteile","TCRCU","TCRCU224112","T-Stück red  TCRCU    224.    .112","",30,114.4,{"$f":"G10285*(1-VLOOKUP(F10285,Konditionen!$B:$D,3,0))","v":114.4}]
["Rohre und Formteile","TCRCU","TCRCU25090","T-Stück red  TCRCU    250.    .90","D3 Vent",30,111.75,{"$f":"G10298*(1-VLOOKUP(F10298,Konditionen!$B:$D,3,0))","v":111.75}]
["Rohre und Formteile","TCRCU","TCRCU300112","T-Stück red  TCRCU    300.    .112","",30,134.4,{"$f":"G10307*(1-VLOOKUP(F10307,Konditionen!$B:$D,3,0))","v":134.4}]
["Rohre und Formteile","TCRCU","TCRCU315280","T-Stück red  TCRCU    315.    .280","",30,183,{"$f":"G10316*(1-VLOOKUP(F10316,Konditionen!$B:$D,3,0))","v":183}]
["Rohre und Formteile","TCRCU","TCRCU355112","T-Stück red  TCRCU    355.    .112","",30,172.1,{"$f":"G10323*(1-VLOOKUP(F10323,Konditionen!$B:$D,3,0))","v":172.1}]
["Rohre und Formteile","TCRCU","TCRCU400180","T-Stück red  TCRCU    400.    .180","",30,209.1,{"$f":"G10337*(1-VLOOKUP(F10337,Konditionen!$B:$D,3,0))","v":209.1}]
["Rohre und Formteile","TCRCU","TCRCU450300","T-Stück red  TCRCU    450.    .300","",30,288.8,{"$f":"G10350*(1-VLOOKUP(F10350,Konditionen!$B:$D,3,0))","v":288.8}]
["Rohre und Formteile","TCRCU","TCRCU500224","T-Stück red  TCRCU    500.    .224","",30,297.60000000000002,{"$f":"G10359*(1-VLOOKUP(F10359,Konditionen!$B:$D,3,0))","v":297.60000000000002}]
["Rohre und Formteile","TCRCU","TCRCU560630","T-Stück red  TCRCU    560.    .630","",30,706.75,{"$f":"G10380*(1-VLOOKUP(F10380,Konditionen!$B:$D,3,0))","v":706.75}]
["Rohre und Formteile","TCRCU","TCRCU600355","T-Stück red  TCRCU    600.    .355","",30,401.2,{"$f":"G10387*(1-VLOOKUP(F10387,Konditionen!$B:$D,3,0))","v":401.2}]
["Rohre und Formteile","TCRCU","TCRCU630450","T-Stück red  TCRCU    630.    .450","",30,516.29999999999995,{"$f":"G10401*(1-VLOOKUP(F10401,Konditionen!$B:$D,3,0))","v":516.29999999999995}]
["Rohre und Formteile","TCRCU","TCRCU7101120","T-Stück red  TCRCU    710.    .1120","",30,1628,{"$f":"G10410*(1-VLOOKUP(F10410,Konditionen!$B:$D,3,0))","v":1628}]
["Rohre und Formteile","TCRCU","TCRCU710630","T-Stück red  TCRCU    710.    .630","",30,756,{"$f":"G10423*(1-VLOOKUP(F10423,Konditionen!$B:$D,3,0))","v":756}]
["Rohre und Formteile","TCRCU","TCRCU800400","T-Stück red  TCRCU    800.    .400","",30,717.05,{"$f":"G10432*(1-VLOOKUP(F10432,Konditionen!$B:$D,3,0))","v":717.05}]
["Rohre und Formteile","TCRCU","TCRCU8075","T-Stück red  TCRCU     80.    .75","D3 Vent",30,62.95,{"$f":"G10445*(1-VLOOKUP(F10445,Konditionen!$B:$D,3,0))","v":62.95}]
["Rohre und Formteile","TCRCU","TCRCU900710","T-Stück red  TCRCU    900.    .710","",30,1150,{"$f":"G10458*(1-VLOOKUP(F10458,Konditionen!$B:$D,3,0))","v":1150}]
["Entrauchung","TCUFP","TCUFP100280","T-Stück   TCUFP   100.280","Lindab FireProtect Rund",80,162.05000000000001,{"$f":"G10474*(1-VLOOKUP(F10474,Konditionen!$B:$D,3,0))","v":162.05000000000001}]
["Entrauchung","TCUFP","TCUFP125160","T-Stück   TCUFP   125.160","Lindab FireProtect Rund",80,95.65,{"$f":"G10487*(1-VLOOKUP(F10487,Konditionen!$B:$D,3,0))","v":95.65}]
["Entrauchung","TCUFP","TCUFP12575","T-Stück   TCUFP   125.75","Lindab FireProtect Rund",80,85.05,{"$f":"G10496*(1-VLOOKUP(F10496,Konditionen!$B:$D,3,0))","v":85.05}]
["Entrauchung","TCUFP","TCUFP150250","T-Stück   TCUFP   150.250","Lindab FireProtect Rund",80,148.65,{"$f":"G10509*(1-VLOOKUP(F10509,Konditionen!$B:$D,3,0))","v":148.65}]
["Entrauchung","TCUFP","TCUFP200224","T-Stück   TCUFP   200.224","Lindab FireProtect Rund",80,159.55000000000001,{"$f":"G10522*(1-VLOOKUP(F10522,Konditionen!$B:$D,3,0))","v":159.55000000000001}]
["Entrauchung","TCUFP","TCUFP200315","T-Stück   TCUFP   200.315","Lindab FireProtect Rund",80,191.8,{"$f":"G10526*(1-VLOOKUP(F10526,Konditionen!$B:$D,3,0))","v":191.8}]
["Entrauchung","TCUFP","TCUFP250355","T-Stück   TCUFP   250.355","Lindab FireProtect Rund",80,217.45,{"$f":"G10539*(1-VLOOKUP(F10539,Konditionen!$B:$D,3,0))","v":217.45}]
["Entrauchung","TCUFP","TCUFP300112","T-Stück   TCUFP   300.112","Lindab FireProtect Rund",80,143.1,{"$f":"G10548*(1-VLOOKUP(F10548,Konditionen!$B:$D,3,0))","v":143.1}]
["Entrauchung","TCUFP","TCUFP355400","T-Stück   TCUFP   355.400","Lindab FireProtect Rund",80,357.1,{"$f":"G10569*(1-VLOOKUP(F10569,Konditionen!$B:$D,3,0))","v":357.1}]
["Entrauchung","TCUFP","TCUFP400150","T-Stück   TCUFP   400.150","Lindab FireProtect Rund",80,187.9,{"$f":"G10575*(1-VLOOKUP(F10575,Konditionen!$B:$D,3,0))","v":187.9}]
["Entrauchung","TCUFP","TCUFP450355","T-Stück   TCUFP   450.355","Lindab FireProtect Rund",80,307.85000000000002,{"$f":"G10590*(1-VLOOKUP(F10590,Konditionen!$B:$D,3,0))","v":307.85000000000002}]
["Entrauchung","TCUFP","TCUFP500500","T-Stück   TCUFP   500.500","Lindab FireProtect Rund",80,405.3,{"$f":"G10603*(1-VLOOKUP(F10603,Konditionen!$B:$D,3,0))","v":405.3}]
["Entrauchung","TCUFP","TCUFP560280","T-Stück   TCUFP   560.280","Lindab FireProtect Rund",80,321.39999999999998,{"$f":"G10612*(1-VLOOKUP(F10612,Konditionen!$B:$D,3,0))","v":321.39999999999998}]
["Entrauchung","TCUFP","TCUFP560800","T-Stück   TCUFP   560.800","Lindab FireProtect Rund",80,1109,{"$f":"G10621*(1-VLOOKUP(F10621,Konditionen!$B:$D,3,0))","v":1109}]
["Entrauchung","TCUFP","TCUFP630355","T-Stück   TCUFP   630.355","Lindab FireProtect Rund",80,467.8,{"$f":"G10639*(1-VLOOKUP(F10639,Konditionen!$B:$D,3,0))","v":467.8}]
["Entrauchung","TCUFP","TCUFP630560","T-Stück   TCUFP   630.560","Lindab FireProtect Rund",80,633.85,{"$f":"G10642*(1-VLOOKUP(F10642,Konditionen!$B:$D,3,0))","v":633.85}]
["Lindab Isol","TCUI","TCUI25200200","T-Stück isoliert  TCPUI 25 200.200","25MM Isolierung",65,335.5,{"$f":"G10663*(1-VLOOKUP(F10663,Konditionen!$B:$D,3,0))","v":335.5}]
["Lindab Isol","TCUI","TCUI25300200","T-Stück isoliert  TCPUI 25 300.200","25MM Isolierung",65,425.3,{"$f":"G10676*(1-VLOOKUP(F10676,Konditionen!$B:$D,3,0))","v":425.3}]
["Lindab Isol","TCUI","TCUI25355250","T-Stück isoliert  TCPUI 25 355.250","25MM Isolierung",65,536.95000000000005,{"$f":"G10685*(1-VLOOKUP(F10685,Konditionen!$B:$D,3,0))","v":536.95000000000005}]
["Lindab Isol","TCUI","TCUI25400150","T-Stück isoliert  TCPUI 25 400.150","25MM Isolierung",65,517.70000000000005,{"$f":"G10692*(1-VLOOKUP(F10692,Konditionen!$B:$D,3,0))","v":517.70000000000005}]
["Lindab Isol","TCUI","TCUI25450355","T-Stück isoliert  TCUI  25 450.355","25MM Isolierung",65,749.5,{"$f":"G10706*(1-VLOOKUP(F10706,Konditionen!$B:$D,3,0))","v":749.5}]
["Lindab Isol","TCUI","TCUI25500300","T-Stück isoliert  TCUI  25 500.300","25MM Isolierung",65,767.85,{"$f":"G10715*(1-VLOOKUP(F10715,Konditionen!$B:$D,3,0))","v":767.85}]
["Lindab Isol","TCUI","TCUI50150125","T-Stück isoliert  TCPUI 50 150.125","50MM Isolierung",65,283.25,{"$f":"G10728*(1-VLOOKUP(F10728,Konditionen!$B:$D,3,0))","v":283.25}]
["Lindab Isol","TCUI","TCUI50200300","T-Stück isoliert  TCUI  50 200.300","50MM Isolierung",65,489.4,{"$f":"G10737*(1-VLOOKUP(F10737,Konditionen!$B:$D,3,0))","v":489.4}]
["Lindab Isol","TCUI","TCUI50355200","T-Stück isoliert  TCPUI 50 355.200","50MM Isolierung",65,539.25,{"$f":"G10756*(1-VLOOKUP(F10756,Konditionen!$B:$D,3,0))","v":539.25}]
["Lindab Isol","TCUI","TCUI50400450","T-Stück isoliert  TCUI  50 400.450","50MM Isolierung",65,937.75,{"$f":"G10770*(1-VLOOKUP(F10770,Konditionen!$B:$D,3,0))","v":937.75}]
["Lindab Isol","TCUI","TCUI50450400","T-Stück isoliert  TCPUI 50 450.400","50MM Isolierung",65,862.45,{"$f":"G10779*(1-VLOOKUP(F10779,Konditionen!$B:$D,3,0))","v":862.45}]
["Edelstahl","TCUV2A","TCUV2A100112","T-Stück         TCU V2A    100.112","Edelstahl W.NR. 1.4301",60,196.3,{"$f":"G10792*(1-VLOOKUP(F10792,Konditionen!$B:$D,3,0))","v":196.3}]
["Edelstahl","TCUV2A","TCUV2A250280","T-Stück         TCU V2A    250.280","Edelstahl W.NR. 1.4301",60,565.25,{"$f":"G10801*(1-VLOOKUP(F10801,Konditionen!$B:$D,3,0))","v":565.25}]
["Rohre und Formteile","TCU","TCU10001120","T-Stück          TCU      1000.1120","",30,1986,{"$f":"G10816*(1-VLOOKUP(F10816,Konditionen!$B:$D,3,0))","v":1986}]
["Rohre und Formteile","TCU","TCU1000560","T-Stück          TCU      1000.560","",30,787.1,{"$f":"G10822*(1-VLOOKUP(F10822,Konditionen!$B:$D,3,0))","v":787.1}]
["Rohre und Formteile","TCU","TCU100150","T-Stück          TCU       100.150","",30,61.15,{"$f":"G10831*(1-VLOOKUP(F10831,Konditionen!$B:$D,3,0))","v":61.15}]
["Rohre und Formteile","TCU","TCU1120400","T-Stück          TCU      1120.400","",30,872.4,{"$f":"G10844*(1-VLOOKUP(F10844,Konditionen!$B:$D,3,0))","v":872.4}]
["Rohre und Formteile","TCU","TCU12501000","T-Stück          TCU      1250.1000","",30,1754,{"$f":"G10865*(1-VLOOKUP(F10865,Konditionen!$B:$D,3,0))","v":1754}]
["Rohre und Formteile","TCU","TCU1250560","T-Stück          TCU      1250.560","",30,1138,{"$f":"G10869*(1-VLOOKUP(F10869,Konditionen!$B:$D,3,0))","v":1138}]
["Rohre und Formteile","TCU","TCU140150","T-Stück          TCU       140.150","",30,73.45,{"$f":"G10886*(1-VLOOKUP(F10886,Konditionen!$B:$D,3,0))","v":73.45}]
["Rohre und Formteile","TCU","TCU14071","T-Stück          TCU       140.71","D3-Vent",30,59.5,{"$f":"G10895*(1-VLOOKUP(F10895,Konditionen!$B:$D,3,0))","v":59.5}]
["Rohre und Formteile","TCU","TCU160112","T-Stück          TCU       160.112","",30,64,{"$f":"G10908*(1-VLOOKUP(F10908,Konditionen!$B:$D,3,0))","v":64}]
["Rohre und Formteile","TCU","TCU16090","T-Stück          TCU       160.90","D3-Vent",30,62.95,{"$f":"G10917*(1-VLOOKUP(F10917,Konditionen!$B:$D,3,0))","v":62.95}]
["Rohre und Formteile","TCU","TCU18075","T-Stück          TCU       180.75","D3-Vent",30,62.75,{"$f":"G10926*(1-VLOOKUP(F10926,Konditionen!$B:$D,3,0))","v":62.75}]
["Rohre und Formteile","TCU","TCU224355","T-Stück          TCU       224.355","",30,147.6,{"$f":"G10944*(1-VLOOKUP(F10944,Konditionen!$B:$D,3,0))","v":147.6}]
["Rohre und Formteile","TCU","TCU28090","T-Stück          TCU       280.90","D3-Vent",30,86.85,{"$f":"G10959*(1-VLOOKUP(F10959,Konditionen!$B:$D,3,0))","v":86.85}]
["Rohre und Formteile","TCU","TCU315400","T-Stück          TCU       315.400","",30,195.15,{"$f":"G10968*(1-VLOOKUP(F10968,Konditionen!$B:$D,3,0))","v":195.15}]
["Rohre und Formteile","TCU","TCU400450","T-Stück          TCU       400.450","",30,286.10000000000002,{"$f":"G10981*(1-VLOOKUP(F10981,Konditionen!$B:$D,3,0))","v":286.10000000000002}]
["Rohre und Formteile","TCU","TCU450560","T-Stück          TCU       450.560","",30,360.65,{"$f":"G10990*(1-VLOOKUP(F10990,Konditionen!$B:$D,3,0))","v":360.65}]
["Rohre und Formteile","TCU","TCU500560","T-Stück          TCU       500.560","",30,392.3,{"$f":"G10997*(1-VLOOKUP(F10997,Konditionen!$B:$D,3,0))","v":392.3}]
["Rohre und Formteile","TCU","TCU600224","T-Stück          TCU       600.224","",30,224.8,{"$f":"G11011*(1-VLOOKUP(F11011,Konditionen!$B:$D,3,0))","v":224.8}]
["Rohre und Formteile","TCU","TCU630560","T-Stück          TCU       630.560","",30,421.95,{"$f":"G11020*(1-VLOOKUP(F11020,Konditionen!$B:$D,3,0))","v":421.95}]
["Rohre und Formteile","TCU","TCU710200","T-Stück          TCU       710.200","",30,345.9,{"$f":"G11033*(1-VLOOKUP(F11033,Konditionen!$B:$D,3,0))","v":345.9}]
["Rohre und Formteile","TCU","TCU800400","T-Stück          TCU       800.400","",30,498.2,{"$f":"G11054*(1-VLOOKUP(F11054,Konditionen!$B:$D,3,0))","v":498.2}]
["Rohre und Formteile","TCU","TCU800560","T-Stück          TCU       800.560","",30,616.9,{"$f":"G11057*(1-VLOOKUP(F11057,Konditionen!$B:$D,3,0))","v":616.9}]
["Rohre und Formteile","TCU","TCU900400","T-Stück          TCU       900.400","",30,551.20000000000005,{"$f":"G11075*(1-VLOOKUP(F11075,Konditionen!$B:$D,3,0))","v":551.20000000000005}]
["Diverse","TD100","TD100","Thermoschnelldrucker TD 100","m. 1 Rl. Thermopapier, 4 Batterien","Netto",269.95,{"$f":"G11084*(1-VLOOKUP(F11084,Konditionen!$B:$D,3,0))","v":269.95}]
["Kunststoff","TEFFIPPS","TEFFIPPS90","PPs T-Stück  DN 90","mit eingespritzter Lippendichtung","17.EFFI",56.65,{"$f":"G11097*(1-VLOOKUP(F11097,Konditionen!$B:$D,3,0))","v":56.65}]
["Filter","TF7","TF73006592490","Taschenfilter TF7-300-6 592 X 490","ISO ePM1 55%; Kunststoffrahmen",3702,30.6,{"$f":"G11106*(1-VLOOKUP(F11106,Konditionen!$B:$D,3,0))","v":30.6}]
["Filter","TF7","TF73608592490","Taschenfilter TF7-360-8 592 X 490","ISO ePM1 55%; Kunststoffrahmen",3702,40.75,{"$f":"G11121*(1-VLOOKUP(F11121,Konditionen!$B:$D,3,0))","v":40.75}]
["Filter","TF7","TF73805287892","Taschenfilter TF7-380-5 287 X 892","ISO ePM1 55%; Metallrahmen",3702,45.25,{"$f":"G11127*(1-VLOOKUP(F11127,Konditionen!$B:$D,3,0))","v":45.25}]
["Filter","TF7","TF760010592892","Taschenfilter TF7-600-10 592 X 892","ISO ePM1 55%; Metallrahmen",3702,104.25,{"$f":"G11148*(1-VLOOKUP(F11148,Konditionen!$B:$D,3,0))","v":104.25}]
["Filter","TF7","TF76003287287","Taschenfilter TF7-600-3 287 X 287","ISO ePM1 55%; Kunststoffrahmen",3702,23.15,{"$f":"G11149*(1-VLOOKUP(F11149,Konditionen!$B:$D,3,0))","v":23.15}]
["Filter","TF7","TF763510592892","Taschenfilter TF7-635-10 592 X 892","ISO ePM1 55%; Metallrahmen",3702,104.25,{"$f":"G11170*(1-VLOOKUP(F11170,Konditionen!$B:$D,3,0))","v":104.25}]
["Filter","TF7","TF763512592892","Taschenfilter TF7-635-12 592 X 892","ISO ePM1 55%; Metallrahmen",3702,120.65,{"$f":"G11174*(1-VLOOKUP(F11174,Konditionen!$B:$D,3,0))","v":120.65}]
["Filter","TF8","TF83006592592","Taschenfilter TF8-300-6 592 X 592","ISO ePM10 80%; Kunststoffrahmen",3702,35.700000000000003,{"$f":"G11191*(1-VLOOKUP(F11191,Konditionen!$B:$D,3,0))","v":35.700000000000003}]
["Filter","TF8","TF83606490592","Taschenfilter TF8-360-6 490 X 592","ISO ePM10 80%; Kunststoffrahmen",3702,39.15,{"$f":"G11200*(1-VLOOKUP(F11200,Konditionen!$B:$D,3,0))","v":39.15}]
["Filter","TF8","TF838012592892","Taschenfilter TF8-380-12 592 X 892","ISO ePM10 80%; Metallrahmen",3702,95.35,{"$f":"G11209*(1-VLOOKUP(F11209,Konditionen!$B:$D,3,0))","v":95.35}]
["Filter","TF8","TF853512592892","Taschenfilter TF8-535-12 592 X 892","ISO ePM10 80%; Metallrahmen",3702,121.2,{"$f":"G11222*(1-VLOOKUP(F11222,Konditionen!$B:$D,3,0))","v":121.2}]
["Filter","TF8","TF86006490892","Taschenfilter TF8-600-6 490 X 892","ISO ePM10 80%; Metallrahmen",3702,76.25,{"$f":"G11238*(1-VLOOKUP(F11238,Konditionen!$B:$D,3,0))","v":76.25}]
["Filter","TF8","TF86008592490","Taschenfilter TF8-600-8 592 X 490","ISO ePM10 80%; Kunststoffrahmen",3702,63.8,{"$f":"G11243*(1-VLOOKUP(F11243,Konditionen!$B:$D,3,0))","v":63.8}]
["Filter","TF9","TF93003287287","Taschenfilter TF9-300-3 287 X 287","ISO ePM1 85%; Kunststoffrahmen",3702,18.55,{"$f":"G11264*(1-VLOOKUP(F11264,Konditionen!$B:$D,3,0))","v":18.55}]
["Filter","TF9","TF93008592287","Taschenfilter TF9-300-8 592 X 287","ISO ePM1 85%; Kunststoffrahmen",3702,33,{"$f":"G11273*(1-VLOOKUP(F11273,Konditionen!$B:$D,3,0))","v":33}]
["Filter","TF9","TF93608592490","Taschenfilter TF9-360-8 592 X 490","ISO ePM1 85%; Kunststoffrahmen",3702,46.1,{"$f":"G11286*(1-VLOOKUP(F11286,Konditionen!$B:$D,3,0))","v":46.1}]
["Filter","TF9","TF93805287892","Taschenfilter TF9-380-5 287 X 892","ISO ePM1 85%; Metallrahmen",3702,50.8,{"$f":"G11291*(1-VLOOKUP(F11291,Konditionen!$B:$D,3,0))","v":50.8}]
["Filter","TF9","TF953512592892","Taschenfilter TF9-535-12 592 X 892","ISO ePM1 85%; Metallrahmen",3702,124.95,{"$f":"G11303*(1-VLOOKUP(F11303,Konditionen!$B:$D,3,0))","v":124.95}]
["Filter","TF9","TF96003287592","Taschenfilter TF9-600-3 287 X 592","ISO ePM1 85%; Kunststoffrahmen",3702,33.5,{"$f":"G11316*(1-VLOOKUP(F11316,Konditionen!$B:$D,3,0))","v":33.5}]
["Filter","TF9","TF963510592592","Taschenfilter TF9-635-10 592 X 592","ISO ePM1 85%; Kunststoffrahmen",3702,89.05,{"$f":"G11337*(1-VLOOKUP(F11337,Konditionen!$B:$D,3,0))","v":89.05}]
["Filter","TF9","TF963510592892","Taschenfilter TF9-635-10 592 X 892","ISO ePM1 85%; Metallrahmen",3702,122.35,{"$f":"G11338*(1-VLOOKUP(F11338,Konditionen!$B:$D,3,0))","v":122.35}]
["Edelstahl","TGFVV2A","TGFVV2A150","Dachdurchf. TGFV  V2A         150","H = 600 MM * W.Nr. 1.4301",60,627.54999999999995,{"$f":"G11355*(1-VLOOKUP(F11355,Konditionen!$B:$D,3,0))","v":627.54999999999995}]
["Edelstahl","TGFVV2A","TGFVV2A500","Dachdurchf. TGFV  V2A         500","H = 600 MM * W.Nr. 1.4301",60,1712,{"$f":"G11367*(1-VLOOKUP(F11367,Konditionen!$B:$D,3,0))","v":1712}]
["Dachhauben","TGFV","TGFV200","Dachdurchführg. TGFV           200","H = 600 MM * mit Regenkragen",53,266.05,{"$f":"G11380*(1-VLOOKUP(F11380,Konditionen!$B:$D,3,0))","v":266.05}]
["Dachhauben","TGFV","TGFV500","Dachdurchführg. TGFV           500","H = 600 MM * mit Regenkragen",53,446.85,{"$f":"G11389*(1-VLOOKUP(F11389,Konditionen!$B:$D,3,0))","v":446.85}]
["Edelstahl","TGFV2A","TGF0V2A180","Dachdurchf. TGF0  V2A   0 Grad 180","W.NR.1.4301, ohne Regenkragen,H=500",60,550.6,{"$f":"G11402*(1-VLOOKUP(F11402,Konditionen!$B:$D,3,0))","v":550.6}]
["Dachhauben","TGF","TGF1000","Dachdurchführg. TGF 0          100","H = 500 mm * ohne Regenkragen",53,100.05,{"$f":"G11419*(1-VLOOKUP(F11419,Konditionen!$B:$D,3,0))","v":100.05}]
["Dachhauben","TGF","TGF1800","Dachdurchführg. TGF 0          180","H = 500 MM * ohne Regenkragen",53,124.35,{"$f":"G11431*(1-VLOOKUP(F11431,Konditionen!$B:$D,3,0))","v":124.35}]
["Dachhauben","TGF","TGF1801-45","Dachdurchführg. TGF 1-45 180.__Grad","ohne Regenkragen",53,191.05,{"$f":"G11432*(1-VLOOKUP(F11432,Konditionen!$B:$D,3,0))","v":191.05}]
["Edelstahl","TGFV2A","TGF45V2A150","Dachdurchf. TGF45 V2A  __ Grad 150","W.NR.1.4301, ohne Regenkragen",60,816.25,{"$f":"G11453*(1-VLOOKUP(F11453,Konditionen!$B:$D,3,0))","v":816.25}]
["Edelstahl","TGFV2A","TGF45V2A355","Dachdurchf. TGF45 V2A  __ Grad 355","W.NR.1.4301, ohne Regenkragen",60,1599,{"$f":"G11462*(1-VLOOKUP(F11462,Konditionen!$B:$D,3,0))","v":1599}]
["Dachhauben","TGF","TGF5001-45","Dachdurchführg. TGF 1-45 500 __Grad","ohne Regenkragen",53,293.2,{"$f":"G11475*(1-VLOOKUP(F11475,Konditionen!$B:$D,3,0))","v":293.2}]
["Filter","TG3","TG31505490592","Taschenfilter TG3-150-5 490 X 592","ISO Coarse 50%; Kunststoffrahmen",3702,18.55,{"$f":"G11490*(1-VLOOKUP(F11490,Konditionen!$B:$D,3,0))","v":18.55}]
["Filter","TG3","TG32005490592","Taschenfilter TG3-200-5 490 X 592","ISO Coarse 50%; Kunststoffrahmen",3702,19.8,{"$f":"G11496*(1-VLOOKUP(F11496,Konditionen!$B:$D,3,0))","v":19.8}]
["Filter","TG3","TG33006592592","Taschenfilter TG3-300-6 592 X 592","ISO Coarse 50%; Kunststoffrahmen",3702,24.4,{"$f":"G11505*(1-VLOOKUP(F11505,Konditionen!$B:$D,3,0))","v":24.4}]
["Filter","TG4","TG41505490592","Taschenfilter TG4-150-5 490 X 592","ISO Coarse 60%; Kunststoffrahmen",3702,18.850000000000001,{"$f":"G11526*(1-VLOOKUP(F11526,Konditionen!$B:$D,3,0))","v":18.850000000000001}]
["Filter","TG4","TG41506592287","Taschenfilter TG4-150-6 592 X 287","ISO Coarse 60%; Kunststoffrahmen",3702,16.649999999999999,{"$f":"G11527*(1-VLOOKUP(F11527,Konditionen!$B:$D,3,0))","v":16.649999999999999}]
["Filter","TG4","TG43603287592","Taschenfilter TG4-360-3 287 X 592","ISO Coarse 60%; Kunststoffrahmen",3702,18.55,{"$f":"G11543*(1-VLOOKUP(F11543,Konditionen!$B:$D,3,0))","v":18.55}]
["Fflexible Rohre","THTR","THTR1006000","Flexibler Schlauch   THTR  100.6000","<6 M + 27,40 Euro Schnittkosten",11,488.15,{"$f":"G11560*(1-VLOOKUP(F11560,Konditionen!$B:$D,3,0))","v":488.15}]
["Fflexible Rohre","THVTR","THVTR100","Flexibl.Schlauch THVTR 100    METER","<15 M + 23,80 Euro Schnittkosten",11,114.6,{"$f":"G11569*(1-VLOOKUP(F11569,Konditionen!$B:$D,3,0))","v":114.6}]
["Fflexible Rohre","TKS","TKS2","Bandschelle      TKS 2       -215mm","",11,4.9000000000000004,{"$f":"G11578*(1-VLOOKUP(F11578,Konditionen!$B:$D,3,0))","v":4.9000000000000004}]
["Lindab Transfer","TLTR","TLTR1224","Transfer Teleskoprohr TLTR 1 224","",35,76.45,{"$f":"G11591*(1-VLOOKUP(F11591,Konditionen!$B:$D,3,0))","v":76.45}]
["Lindab Transfer","TLTR","TLTR2224","Transfer Teleskoprohr TLTR 2 224","",35,62.2,{"$f":"G11607*(1-VLOOKUP(F11607,Konditionen!$B:$D,3,0))","v":62.2}]
["Rohre und Formteile","TMRAUSN","TMRAUSN150","Reinigungsöffnung   TMRAUSN   150","mit Schiebenippelfunktion",30,145.80000000000001,{"$f":"G11620*(1-VLOOKUP(F11620,Konditionen!$B:$D,3,0))","v":145.80000000000001}]
["Rohre und Formteile","TMRAUSN","TMRAUSN160","Reinigungsöffnung   TMRAUSN   160","mit Schiebenippelfunktion",30,145.80000000000001,{"$f":"G11621*(1-VLOOKUP(F11621,Konditionen!$B:$D,3,0))","v":145.80000000000001}]
["Rohre und Formteile","TMRAU","TMRAU160","Reinigungsöffng.  TMRAU        160","",30,130.1,{"$f":"G11642*(1-VLOOKUP(F11642,Konditionen!$B:$D,3,0))","v":130.1}]
["Rohre und Formteile","TMRAU","TMRAU600","Reinigungsöffng.  TMRAU        600","",30,385.7,{"$f":"G11655*(1-VLOOKUP(F11655,Konditionen!$B:$D,3,0))","v":385.7}]
["Rohre und Formteile","TMRAU","TMRAU900","Reinigungsöffng.  TMRAU        900","",30,757.9,{"$f":"G11660*(1-VLOOKUP(F11660,Konditionen!$B:$D,3,0))","v":757.9}]
["Filter","TM5","TM52006592592","Taschenfilter TM5-200-6 592 X 592","ISO Coarse 80%; Kunststoffrahmen",3702,22.95,{"$f":"G11672*(1-VLOOKUP(F11672,Konditionen!$B:$D,3,0))","v":22.95}]
["Filter","TM5","TM53605490892","Taschenfilter TM5-360-5 490 X 892","ISO Coarse 80%; Metallrahmen",3702,39.799999999999997,{"$f":"G11685*(1-VLOOKUP(F11685,Konditionen!$B:$D,3,0))","v":39.799999999999997}]
["Filter","TM5","TM56005490892","Taschenfilter TM5-600-5 490 X 892","ISO Coarse 80%; Metallrahmen",3702,50.1,{"$f":"G11694*(1-VLOOKUP(F11694,Konditionen!$B:$D,3,0))","v":50.1}]
["Filter","TM6","TM63605490592","Taschenfilter TM6-360-5 490 X 592","ISO ePM10-65%; Kunststoffrahmen",3702,25.75,{"$f":"G11715*(1-VLOOKUP(F11715,Konditionen!$B:$D,3,0))","v":25.75}]
["Filter","TM6","TM638010592892","Taschenfilter TM6-380-10 592 X 892","ISO ePM10-65%; Metallrahmen",3702,56.15,{"$f":"G11724*(1-VLOOKUP(F11724,Konditionen!$B:$D,3,0))","v":56.15}]
["Filter","TM6","TM653512592490","Taschenfilter TM6-535-12 592 X 490","ISO ePM10-65%; Kunststoffrahmen",3702,53.65,{"$f":"G11736*(1-VLOOKUP(F11736,Konditionen!$B:$D,3,0))","v":53.65}]
["Filter","TM6","TM660012592892","Taschenfilter TM6-600-12 592 X 892","ISO ePM10-65%; Metallrahmen",3702,85.6,{"$f":"G11749*(1-VLOOKUP(F11749,Konditionen!$B:$D,3,0))","v":85.6}]
["Filter","TM6","TM66006490592","Taschenfilter TM6-600-6 490 X 592","ISO ePM10-65%; Kunststoffrahmen",3702,36.450000000000003,{"$f":"G11758*(1-VLOOKUP(F11758,Konditionen!$B:$D,3,0))","v":36.450000000000003}]
["Filter","TM6","TM66008592892","Taschenfilter TM6-600-8 592 X 892","ISO ePM10-65%; Metallrahmen",3702,62.55,{"$f":"G11767*(1-VLOOKUP(F11767,Konditionen!$B:$D,3,0))","v":62.55}]
["Filter","TM6","TM663512592892","Taschenfilter TM6-635-12 592 X 892","ISO ePM10-65%; Metallrahmen",3702,85.6,{"$f":"G11777*(1-VLOOKUP(F11777,Konditionen!$B:$D,3,0))","v":85.6}]
["Kunststoff","TPPS","TPPS11063","PPs T-Stück red 110.63.110","","17.ALLG",50.2,{"$f":"G11788*(1-VLOOKUP(F11788,Konditionen!$B:$D,3,0))","v":50.2}]
["Kunststoff","TPPS","TPPS14063","PPs T-Stück red 140.63.140","","17.ALLG",68.3,{"$f":"G11801*(1-VLOOKUP(F11801,Konditionen!$B:$D,3,0))","v":68.3}]
["Kunststoff","TPPS","TPPS16075","PPs T-Stück red 160.75.160","","17.ALLG",75,{"$f":"G11810*(1-VLOOKUP(F11810,Konditionen!$B:$D,3,0))","v":75}]
["Kunststoff","TPPS","TPPS225225","PPs T-Stück 225.225","","17.ALLG",106.1,{"$f":"G11831*(1-VLOOKUP(F11831,Konditionen!$B:$D,3,0))","v":106.1}]
["Kunststoff","TPPS","TPPS25063","PPs T-Stück red 250.63.250","","17.ALLG",122.35,{"$f":"G11841*(1-VLOOKUP(F11841,Konditionen!$B:$D,3,0))","v":122.35}]
["Kunststoff","TPPS","TPPS315200","PPs T-Stück red 315.200.315","","17.ALLG",173.05,{"$f":"G11852*(1-VLOOKUP(F11852,Konditionen!$B:$D,3,0))","v":173.05}]
["Kunststoff","TPPS","TPPS355315","PPs T-Stück red 355.315.355","","17.ALLG",213.9,{"$f":"G11861*(1-VLOOKUP(F11861,Konditionen!$B:$D,3,0))","v":213.9}]
["Kunststoff","TPPS","TPPS500250","PPs T-Stück red 500.250.500","","17.ALLG",328.8,{"$f":"G11874*(1-VLOOKUP(F11874,Konditionen!$B:$D,3,0))","v":328.8}]
["Kunststoff","TPPS","TPPS600600","PPs T-Stück 600.600","","17.ALLG",463.65,{"$f":"G11883*(1-VLOOKUP(F11883,Konditionen!$B:$D,3,0))","v":463.65}]
["Kunststoff","TRDPPS","TRDPPS225225","T-Stück mit Öffnung PPs 225.225","mit Dichtung aus PVC-P o. EPDM","17.ALLG",104.75,{"$f":"G11894*(1-VLOOKUP(F11894,Konditionen!$B:$D,3,0))","v":104.75}]
["Ventilatoren","TR610S","TR610S","Wochentimer TR 610 S","","Netto",88.9,{"$f":"G11904*(1-VLOOKUP(F11904,Konditionen!$B:$D,3,0))","v":88.9}]
["Rohre und Formteile","TSTCU","TSTCU12501250","Sattelstück      TSTCU    1250.1250","",30,1088,{"$f":"G11925*(1-VLOOKUP(F11925,Konditionen!$B:$D,3,0))","v":1088}]
["Rohre und Formteile","TSTCU","TSTCU400400","Sattelstück      TSTCU     400.400","",30,132.4,{"$f":"G11938*(1-VLOOKUP(F11938,Konditionen!$B:$D,3,0))","v":132.4}]
["Rohre und Formteile","TSTCU","TSTCU8080","Sattelstück      TSTCU      80.80","",30,53.55,{"$f":"G11947*(1-VLOOKUP(F11947,Konditionen!$B:$D,3,0))","v":53.55}]
["Rohre und Formteile","TVRCU","TVRCU451000450","T-Stück red TVRCU 45 1000.    .450","Reduziert",30,1234,{"$f":"G11954*(1-VLOOKUP(F11954,Konditionen!$B:$D,3,0))","v":1234}]
["Rohre und Formteile","TVRCU","TVRCU4511201120","T-Stück red TVRCU 45 1120.    .1120","Reduziert",30,2387,{"$f":"G11968*(1-VLOOKUP(F11968,Konditionen!$B:$D,3,0))","v":2387}]
["Rohre und Formteile","TVRCU","TVRCU45112112","T-Stück red TVRCU 45  112.    .112","Reduziert",30,90.95,{"$f":"G11977*(1-VLOOKUP(F11977,Konditionen!$B:$D,3,0))","v":90.95}]
["Rohre und Formteile","TVRCU","TVRCU451250800","T-Stück red TVRCU 45 1250.    .800","Reduziert",30,2353,{"$f":"G11990*(1-VLOOKUP(F11990,Konditionen!$B:$D,3,0))","v":2353}]
["Rohre und Formteile","TVRCU","TVRCU45140100","T-Stück red TVRCU 45  140.    .100","Reduziert",30,99.3,{"$f":"G11999*(1-VLOOKUP(F11999,Konditionen!$B:$D,3,0))","v":99.3}]
["Rohre und Formteile","TVRCU","TVRCU45160150","T-Stück red TVRCU 45  160.    .150","Reduziert",30,119.95,{"$f":"G12020*(1-VLOOKUP(F12020,Konditionen!$B:$D,3,0))","v":119.95}]
["Rohre und Formteile","TVRCU","TVRCU45180160","T-Stück red TVRCU 45  180.    .160","Reduziert",30,132.30000000000001,{"$f":"G12029*(1-VLOOKUP(F12029,Konditionen!$B:$D,3,0))","v":132.30000000000001}]
["Rohre und Formteile","TVRCU","TVRCU4520080","T-Stück red TVRCU 45  200.    .80","Reduziert",30,110,{"$f":"G12041*(1-VLOOKUP(F12041,Konditionen!$B:$D,3,0))","v":110}]
["Rohre und Formteile","TVRCU","TVRCU45250100","T-Stück red TVRCU 45  250.    .100","Reduziert",30,128.30000000000001,{"$f":"G12054*(1-VLOOKUP(F12054,Konditionen!$B:$D,3,0))","v":128.30000000000001}]
["Rohre und Formteile","TVRCU","TVRCU45250250","T-Stück red TVRCU 45  250.    .250","Reduziert",30,167.5,{"$f":"G12063*(1-VLOOKUP(F12063,Konditionen!$B:$D,3,0))","v":167.5}]
["Rohre und Formteile","TVRCU","TVRCU45280180","T-Stück red TVRCU 45  280.    .180","Reduziert",30,174.75,{"$f":"G12072*(1-VLOOKUP(F12072,Konditionen!$B:$D,3,0))","v":174.75}]
["Rohre und Formteile","TVRCU","TVRCU45300160","T-Stück red TVRCU 45  300.    .160","Reduziert",30,159.94999999999999,{"$f":"G12082*(1-VLOOKUP(F12082,Konditionen!$B:$D,3,0))","v":159.94999999999999}]
["Rohre und Formteile","TVRCU","TVRCU45315150","T-Stück red TVRCU 45  315.    .150","Reduziert",30,172.4,{"$f":"G12093*(1-VLOOKUP(F12093,Konditionen!$B:$D,3,0))","v":172.4}]
["Rohre und Formteile","TVRCU","TVRCU45355315","T-Stück red TVRCU 45  355.    .315","Reduziert",30,269.95,{"$f":"G12114*(1-VLOOKUP(F12114,Konditionen!$B:$D,3,0))","v":269.95}]
["Rohre und Formteile","TVRCU","TVRCU45450160","T-Stück red TVRCU 45  450.    .160","Reduziert",30,284.10000000000002,{"$f":"G12127*(1-VLOOKUP(F12127,Konditionen!$B:$D,3,0))","v":284.10000000000002}]
["Rohre und Formteile","TVRCU","TVRCU45450400","T-Stück red TVRCU 45  450.    .400","Reduziert",30,387.7,{"$f":"G12136*(1-VLOOKUP(F12136,Konditionen!$B:$D,3,0))","v":387.7}]
["Rohre und Formteile","TVRCU","TVRCU45500450","T-Stück red TVRCU 45  500.    .450","Reduziert",30,441.1,{"$f":"G12146*(1-VLOOKUP(F12146,Konditionen!$B:$D,3,0))","v":441.1}]
["Rohre und Formteile","TVRCU","TVRCU45560560","T-Stück red TVRCU 45  560.    .560","Reduziert",30,539.04999999999995,{"$f":"G12157*(1-VLOOKUP(F12157,Konditionen!$B:$D,3,0))","v":539.04999999999995}]
["Rohre und Formteile","TVRCU","TVRCU45600560","T-Stück red TVRCU 45  600.    .560","Reduziert",30,563.35,{"$f":"G12166*(1-VLOOKUP(F12166,Konditionen!$B:$D,3,0))","v":563.35}]
["Rohre und Formteile","TVRCU","TVRCU45710300","T-Stück red TVRCU 45  710.    .300","Reduziert",30,612.5,{"$f":"G12179*(1-VLOOKUP(F12179,Konditionen!$B:$D,3,0))","v":612.5}]
["Rohre und Formteile","TVRCU","TVRCU45710710","T-Stück red TVRCU 45  710.    .710","Reduziert",30,940.75,{"$f":"G12188*(1-VLOOKUP(F12188,Konditionen!$B:$D,3,0))","v":940.75}]
["Rohre und Formteile","TVRCU","TVRCU45900800","T-Stück red TVRCU 45  900.    .800","Reduziert",30,1464,{"$f":"G12210*(1-VLOOKUP(F12210,Konditionen!$B:$D,3,0))","v":1464}]
["Klappen und Volumenstromregler","TVTBU","TVTBU160230CM","Bypass-Klappe  TVTBU 230V      160","mit Motor CM 230-F",30,1134,{"$f":"G12221*(1-VLOOKUP(F12221,Konditionen!$B:$D,3,0))","v":1134}]
["Lindab Transfer","TVTR30","TVTR30100100100","Transf. T-Stck TVTR 30 100.100.100","",35,125.4,{"$f":"G12230*(1-VLOOKUP(F12230,Konditionen!$B:$D,3,0))","v":125.4}]
["Lindab Transfer","TVTR30","TVTR301508080","Transf. T-Stck TVTR 30 150. 80. 80","",35,159.85,{"$f":"G12243*(1-VLOOKUP(F12243,Konditionen!$B:$D,3,0))","v":159.85}]
["Lindab Transfer","TVTR30","TVTR30180140140","Transf. T-Stck TVTR 30 180.140.140","",35,200.4,{"$f":"G12252*(1-VLOOKUP(F12252,Konditionen!$B:$D,3,0))","v":200.4}]
["Lindab Transfer","TVTR30","TVTR30200125125","Transf. T-Stck TVTR 30 200.125.125","",35,197.45,{"$f":"G12259*(1-VLOOKUP(F12259,Konditionen!$B:$D,3,0))","v":197.45}]
["Lindab Transfer","TVTR30","TVTR30224224224","Transf. T-Stck TVTR 30 224.224.224","",35,309.85000000000002,{"$f":"G12273*(1-VLOOKUP(F12273,Konditionen!$B:$D,3,0))","v":309.85000000000002}]
["Lindab Transfer","TVTR30","TVTR30250224224","Transf. T-Stck TVTR 30 250.224.224","",35,309.85000000000002,{"$f":"G12282*(1-VLOOKUP(F12282,Konditionen!$B:$D,3,0))","v":309.85000000000002}]
["Lindab Transfer","TVTR30","TVTR303008080","Transf. T-Stck TVTR 30 300. 80. 80","",35,224.3,{"$f":"G12295*(1-VLOOKUP(F12295,Konditionen!$B:$D,3,0))","v":224.3}]
["Lindab Transfer","TVTR30","TVTR30350315315","Transf. T-Stck TVTR 30 350.315.315","",35,360.25,{"$f":"G12316*(1-VLOOKUP(F12316,Konditionen!$B:$D,3,0))","v":360.25}]
["Lindab Transfer","TVTR30","TVTR30400224224","Transf. T-Stck TVTR 30 400.224.224","",35,386.65,{"$f":"G12323*(1-VLOOKUP(F12323,Konditionen!$B:$D,3,0))","v":386.65}]
["Lindab Transfer","TVTR30","TVTR30450315315","Transf. T-Stck TVTR 30 450.315.315","",35,425.6,{"$f":"G12337*(1-VLOOKUP(F12337,Konditionen!$B:$D,3,0))","v":425.6}]
["Lindab Transfer","TVTR30","TVTR30500250250","Transf. T-Stck TVTR 30 500.250.250","",35,404.65,{"$f":"G12346*(1-VLOOKUP(F12346,Konditionen!$B:$D,3,0))","v":404.65}]
["Klappen und Volumenstromregler","TVTU","TVTU100","Bypass-Klappe   TVTU          100","",30,299.5,{"$f":"G12355*(1-VLOOKUP(F12355,Konditionen!$B:$D,3,0))","v":299.5}]
["Edelstahl","TVUV2A","TVU45V2A11280","T-Stück        TVU45 V2A   112.80","Edelstahl W.NR. 1.4301",60,208.05,{"$f":"G12368*(1-VLOOKUP(F12368,Konditionen!$B:$D,3,0))","v":208.05}]
["Edelstahl","TVUV2A","TVU45V2A160140","T-Stück        TVU45 V2A   160.140","Edelstahl W.NR. 1.4301",60,259.05,{"$f":"G12387*(1-VLOOKUP(F12387,Konditionen!$B:$D,3,0))","v":259.05}]
["Edelstahl","TVUV2A","TVU45V2A160160","T-Stück        TVU45 V2A   160.160","Edelstahl W.NR. 1.4301",60,259.05,{"$f":"G12389*(1-VLOOKUP(F12389,Konditionen!$B:$D,3,0))","v":259.05}]
["Edelstahl","TVUV2A","TVU45V2A224125","T-Stück        TVU45 V2A   224.125","Edelstahl W.NR. 1.4301",60,407.6,{"$f":"G12410*(1-VLOOKUP(F12410,Konditionen!$B:$D,3,0))","v":407.6}]
["Edelstahl","TVUV2A","TVU45V2A250112","T-Stück        TVU45 V2A   250.112","Edelstahl W.NR. 1.4301",60,407.6,{"$f":"G12419*(1-VLOOKUP(F12419,Konditionen!$B:$D,3,0))","v":407.6}]
["Edelstahl","TVUV2A","TVU45V2A280140","T-Stück        TVU45 V2A   280.140","Edelstahl W.NR. 1.4301",60,549.4,{"$f":"G12432*(1-VLOOKUP(F12432,Konditionen!$B:$D,3,0))","v":549.4}]
["Edelstahl","TVUV2A","TVU45V2A28080","T-Stück        TVU45 V2A   280.80","Edelstahl W.NR. 1.4301",60,549.4,{"$f":"G12440*(1-VLOOKUP(F12440,Konditionen!$B:$D,3,0))","v":549.4}]
["Edelstahl","TVUV2A","TVU45V2A315100","T-Stück        TVU45 V2A   315.100","Edelstahl W.NR. 1.4301",60,604.29999999999995,{"$f":"G12453*(1-VLOOKUP(F12453,Konditionen!$B:$D,3,0))","v":604.29999999999995}]
["Edelstahl","TVUV2A","TVU45V2A315250","T-Stück        TVU45 V2A   315.250","Edelstahl W.NR. 1.4301",60,604.29999999999995,{"$f":"G12462*(1-VLOOKUP(F12462,Konditionen!$B:$D,3,0))","v":604.29999999999995}]
["Edelstahl","TVUV2A","TVU45V2A355160","T-Stück        TVU45 V2A   355.160","Edelstahl W.NR. 1.4301",60,661.6,{"$f":"G12471*(1-VLOOKUP(F12471,Konditionen!$B:$D,3,0))","v":661.6}]
["Edelstahl","TVUV2A","TVU45V2A400150","T-Stück        TVU45 V2A   400.150","Edelstahl W.NR. 1.4301",60,783.35,{"$f":"G12484*(1-VLOOKUP(F12484,Konditionen!$B:$D,3,0))","v":783.35}]
["Edelstahl","TVUV2A","TVU45V2A450315","T-Stück        TVU45 V2A   450.315","Edelstahl W.NR. 1.4301",60,959.65,{"$f":"G12505*(1-VLOOKUP(F12505,Konditionen!$B:$D,3,0))","v":959.65}]
["Edelstahl","TVUV2A","TVU45V2A500180","T-Stück        TVU45 V2A   500.180","Edelstahl W.NR. 1.4301",60,1085,{"$f":"G12511*(1-VLOOKUP(F12511,Konditionen!$B:$D,3,0))","v":1085}]
["Edelstahl","TVUV2A","TVU45V2A560250","T-Stück        TVU45 V2A   560.250","Edelstahl W.NR. 1.4301",60,1316,{"$f":"G12526*(1-VLOOKUP(F12526,Konditionen!$B:$D,3,0))","v":1316}]
["Edelstahl","TVUV2A","TVU45V2A600200","T-Stück        TVU45 V2A   600.200","Edelstahl W.NR. 1.4301",60,1544,{"$f":"G12535*(1-VLOOKUP(F12535,Konditionen!$B:$D,3,0))","v":1544}]
["Edelstahl","TVUV2A","TVU45V2A630224","T-Stück        TVU45 V2A   630.224","Edelstahl W.NR. 1.4301",60,1744,{"$f":"G12548*(1-VLOOKUP(F12548,Konditionen!$B:$D,3,0))","v":1744}]
["Edelstahl","TVUV2A","TVU45V2A630560","T-Stück        TVU45 V2A   630.560","Edelstahl W.NR. 1.4301",60,1744,{"$f":"G12557*(1-VLOOKUP(F12557,Konditionen!$B:$D,3,0))","v":1744}]
["Edelstahl","TVUV2A","TVU45V2A800280","T-Stück        TVU45 V2A   800.280","Edelstahl W.NR. 1.4301",60,2772,{"$f":"G12575*(1-VLOOKUP(F12575,Konditionen!$B:$D,3,0))","v":2772}]
["Edelstahl","TVUV2A","TVU45V2A800355","T-Stück        TVU45 V2A   800.355","Edelstahl W.NR. 1.4301",60,2772,{"$f":"G12578*(1-VLOOKUP(F12578,Konditionen!$B:$D,3,0))","v":2772}]
["Edelstahl","TVUV2A","TVU45V2A900800","T-Stück        TVU45 V2A   900.800","Edelstahl W.NR. 1.4301",60,3734,{"$f":"G12599*(1-VLOOKUP(F12599,Konditionen!$B:$D,3,0))","v":3734}]
["Rohre und Formteile","TVU","TVU4510063","T-Stück          TVU 45    100.63","",30,51.75,{"$f":"G12612*(1-VLOOKUP(F12612,Konditionen!$B:$D,3,0))","v":51.75}]
["Rohre und Formteile","TVU","TVU451120630","T-Stück          TVU 45   1120.630","",30,1216,{"$f":"G12621*(1-VLOOKUP(F12621,Konditionen!$B:$D,3,0))","v":1216}]
["Rohre und Formteile","TVU","TVU4511271","T-Stück          TVU 45    112.71","D3 Vent",30,52.6,{"$f":"G12628*(1-VLOOKUP(F12628,Konditionen!$B:$D,3,0))","v":52.6}]
["Rohre und Formteile","TVU","TVU45125112","T-Stück          TVU 45    125.112","",30,58.75,{"$f":"G12642*(1-VLOOKUP(F12642,Konditionen!$B:$D,3,0))","v":58.75}]
["Rohre und Formteile","TVU","TVU45140140","T-Stück          TVU 45    140.140","",30,84.55,{"$f":"G12651*(1-VLOOKUP(F12651,Konditionen!$B:$D,3,0))","v":84.55}]
["Rohre und Formteile","TVU","TVU45150150","T-Stück          TVU 45    150.150","",30,84.55,{"$f":"G12660*(1-VLOOKUP(F12660,Konditionen!$B:$D,3,0))","v":84.55}]
["Rohre und Formteile","TVU","TVU45180100","T-Stück          TVU 45    180.100","",30,74.05,{"$f":"G12673*(1-VLOOKUP(F12673,Konditionen!$B:$D,3,0))","v":74.05}]
["Rohre und Formteile","TVU","TVU45224100","T-Stück          TVU 45    224.100","",30,80.849999999999994,{"$f":"G12692*(1-VLOOKUP(F12692,Konditionen!$B:$D,3,0))","v":80.849999999999994}]
["Rohre und Formteile","TVU","TVU45250140","T-Stück          TVU 45    250.140","",30,98.35,{"$f":"G12706*(1-VLOOKUP(F12706,Konditionen!$B:$D,3,0))","v":98.35}]
["Rohre und Formteile","TVU","TVU45280100","T-Stück          TVU 45    280.100","",30,103.9,{"$f":"G12715*(1-VLOOKUP(F12715,Konditionen!$B:$D,3,0))","v":103.9}]
["Rohre und Formteile","TVU","TVU45280250","T-Stück          TVU 45    280.250","",30,131.35,{"$f":"G12724*(1-VLOOKUP(F12724,Konditionen!$B:$D,3,0))","v":131.35}]
["Rohre und Formteile","TVU","TVU45300300","T-Stück          TVU 45    300.300","",30,149.25,{"$f":"G12737*(1-VLOOKUP(F12737,Konditionen!$B:$D,3,0))","v":149.25}]
["Rohre und Formteile","TVU","TVU45315200","T-Stück          TVU 45    315.200","",30,123.6,{"$f":"G12745*(1-VLOOKUP(F12745,Konditionen!$B:$D,3,0))","v":123.6}]
["Rohre und Formteile","TVU","TVU45355140","T-Stück          TVU 45    355.140","",30,135.15,{"$f":"G12754*(1-VLOOKUP(F12754,Konditionen!$B:$D,3,0))","v":135.15}]
["Rohre und Formteile","TVU","TVU45400180","T-Stück          TVU 45    400.180","",30,155.75,{"$f":"G12767*(1-VLOOKUP(F12767,Konditionen!$B:$D,3,0))","v":155.75}]
["Rohre und Formteile","TVU","TVU45500224","T-Stück          TVU 45    500.224","",30,221.75,{"$f":"G12788*(1-VLOOKUP(F12788,Konditionen!$B:$D,3,0))","v":221.75}]
["Rohre und Formteile","TVU","TVU45560315","T-Stück          TVU 45    560.315","",30,298.10000000000002,{"$f":"G12801*(1-VLOOKUP(F12801,Konditionen!$B:$D,3,0))","v":298.10000000000002}]
["Rohre und Formteile","TVU","TVU45600300","T-Stück          TVU 45    600.300","",30,307.85000000000002,{"$f":"G12809*(1-VLOOKUP(F12809,Konditionen!$B:$D,3,0))","v":307.85000000000002}]
["Rohre und Formteile","TVU","TVU45630280","T-Stück          TVU 45    630.280","",30,347.7,{"$f":"G12818*(1-VLOOKUP(F12818,Konditionen!$B:$D,3,0))","v":347.7}]
["Rohre und Formteile","TVU","TVU45710355","T-Stück          TVU 45    710.355","",30,460.3,{"$f":"G12831*(1-VLOOKUP(F12831,Konditionen!$B:$D,3,0))","v":460.3}]
["Rohre und Formteile","TVU","TVU45800355","T-Stück          TVU 45    800.355","",30,552.45000000000005,{"$f":"G12840*(1-VLOOKUP(F12840,Konditionen!$B:$D,3,0))","v":552.45000000000005}]
["Rohre und Formteile","TVU","TVU45900400","T-Stück          TVU 45    900.400","",30,657.2,{"$f":"G12853*(1-VLOOKUP(F12853,Konditionen!$B:$D,3,0))","v":657.2}]
["Kunststoff","TV45PPS","TV45PPS110110","PPs T-Stück 45° 110.110","","17.ALLG",71.25,{"$f":"G12862*(1-VLOOKUP(F12862,Konditionen!$B:$D,3,0))","v":71.25}]
["Kunststoff","TV45PPS","TV45PPS9090","PPs T-Stück 45° 90.90","","17.ALLG",71.25,{"$f":"G12882*(1-VLOOKUP(F12882,Konditionen!$B:$D,3,0))","v":71.25}]
["Luftdurchlässe","ULZ1","ULZ1","Schallisolierung              ULZ-1","für Wandstärken größer 300mm",70,31.45,{"$f":"G12895*(1-VLOOKUP(F12895,Konditionen!$B:$D,3,0))","v":31.45}]
["Diverse","UVHGM","UVHGM180","Rohrschelle 2-teilig   UVHGM   180","*** Netto-Preis ***","Netto",9.1,{"$f":"G12904*(1-VLOOKUP(F12904,Konditionen!$B:$D,3,0))","v":9.1}]
["Diverse","UVHGM","UVHGM450","Rohrschelle 2-teilig   UVHGM   450","*** Netto-Preis ***","Netto",17.899999999999999,{"$f":"G12913*(1-VLOOKUP(F12913,Konditionen!$B:$D,3,0))","v":17.899999999999999}]
["Diverse","UVH30","UVH30140","Rohrschelle 2-teilig   UVH30   140","30 X 1,5 mm  ohne Gummi","Netto",2.9,{"$f":"G12926*(1-VLOOKUP(F12926,Konditionen!$B:$D,3,0))","v":2.9}]
["Diverse","UVH30","UVH30300","Rohrschelle 2-teilig   UVH30   300","30 X 1,5 mm  ohne Gummi","Netto",4.4000000000000004,{"$f":"G12934*(1-VLOOKUP(F12934,Konditionen!$B:$D,3,0))","v":4.4000000000000004}]
["Diverse","UV","UV11225","Montage-Bügel    UV 25          112","","Netto",3.3,{"$f":"G12947*(1-VLOOKUP(F12947,Konditionen!$B:$D,3,0))","v":3.3}]
["Diverse","UV","UV28025","Montage-Bügel    UV 25          280","*** Netto-Preis ***","Netto",4.8,{"$f":"G12956*(1-VLOOKUP(F12956,Konditionen!$B:$D,3,0))","v":4.8}]
["Filter","VFRV2A","VFRV2A610610","Filter-Rahmen VFR V2A 610 X 610  MM","für Filter 22/44MM  592X592MM",37,125.5,{"$f":"G12977*(1-VLOOKUP(F12977,Konditionen!$B:$D,3,0))","v":125.5}]
["Filter","VFR","VFR610305","Filter-Rahmen  VFR  610 X 305    MM","für Filter 26/48MM  592X287MM",37,52.05,{"$f":"G12979*(1-VLOOKUP(F12979,Konditionen!$B:$D,3,0))","v":52.05}]
["Dachhauben","VHING","VHING11231-45","Dachdurchführg.  VHING 31-45   112","mit Platte aus Polymergummi",53,176.7,{"$f":"G12998*(1-VLOOKUP(F12998,Konditionen!$B:$D,3,0))","v":176.7}]
["Dachhauben","VHING","VHING14046-55","Dachdurchführg.  VHING 46-55   140","mit Platte aus Polymergummi",53,208.75,{"$f":"G13007*(1-VLOOKUP(F13007,Konditionen!$B:$D,3,0))","v":208.75}]
["Dachhauben","VHING","VHING2000","Dachdurchführg.  VHING   0     200","komplett verzinkt",53,159,{"$f":"G13020*(1-VLOOKUP(F13020,Konditionen!$B:$D,3,0))","v":159}]
["Dachhauben","VHING","VHING2501-30","Dachdurchführg.  VHING  1-30   250","mit Platte aus Polymergummi",53,293.60000000000002,{"$f":"G13029*(1-VLOOKUP(F13029,Konditionen!$B:$D,3,0))","v":293.60000000000002}]
["Dachhauben","VHING","VHING31531-45","Dachdurchführg.  VHING 31-45   315","mit Platte aus Polymergummi",53,422.8,{"$f":"G13042*(1-VLOOKUP(F13042,Konditionen!$B:$D,3,0))","v":422.8}]
["Dachhauben","VHING","VHING40031-45","Dachdurchführg.  VHING 31-45   400","mit Platte aus Polymergummi",53,478.1,{"$f":"G13050*(1-VLOOKUP(F13050,Konditionen!$B:$D,3,0))","v":478.1}]
["Dachhauben","VHING","VHING6301-15","Dachdurchführg.  VHING  1-15   630","mit Platte aus Polymergummi",53,702.35,{"$f":"G13071*(1-VLOOKUP(F13071,Konditionen!$B:$D,3,0))","v":702.35}]
["Dachhauben","VHING","VHING80031-45","Dachdurchführg.  VHING 31-45   800","mit Platte aus Polymergummi",53,891.85,{"$f":"G13084*(1-VLOOKUP(F13084,Konditionen!$B:$D,3,0))","v":891.85}]
["Edelstahl","VHLV2A","VHLV2A400","Lamellenhaube V2A  VHL      400.530","H = 289 - 10 Lamellen  * 1.4301",60,4106,{"$f":"G13093*(1-VLOOKUP(F13093,Konditionen!$B:$D,3,0))","v":4106}]
["Dachhauben","VHL","VHL160280","Lamellenhaube verz.  VHL   160/280","",53,224.15,{"$f":"G13106*(1-VLOOKUP(F13106,Konditionen!$B:$D,3,0))","v":224.15}]
["Dachhauben","VHL","VHL800","Lamellenhaube verz.  VHL   800.930","H=537 - 17 Lamellen",53,3960,{"$f":"G13114*(1-VLOOKUP(F13114,Konditionen!$B:$D,3,0))","v":3960}]
["Dachhauben","VHP","VHP400630","Dachhaube       VHP        400.630","",53,465.3,{"$f":"G13123*(1-VLOOKUP(F13123,Konditionen!$B:$D,3,0))","v":465.3}]
["Edelstahl","VHV2A","VHV2A200","Dachhaube        VH V2A        200","Edelstahl W.Nr. 1.4301, Nippelmaß",60,370.3,{"$f":"G13136*(1-VLOOKUP(F13136,Konditionen!$B:$D,3,0))","v":370.3}]
["Edelstahl","VHV2A","VHV2A500","Dachhaube        VH V2A        500","Edelstahl W.Nr. 1.4301, Nippelmaß",60,829.3,{"$f":"G13145*(1-VLOOKUP(F13145,Konditionen!$B:$D,3,0))","v":829.3}]
["Dachhauben","VH","VH300","Dachhaube        VH            300","",53,125.2,{"$f":"G13166*(1-VLOOKUP(F13166,Konditionen!$B:$D,3,0))","v":125.2}]
["Dachhauben","VH","VH900","Dachhaube        VH            900","",53,972.75,{"$f":"G13178*(1-VLOOKUP(F13178,Konditionen!$B:$D,3,0))","v":972.75}]
["Rohre und Formteile","VLG","VLG160","Mauerhülse       VLG           160","d = 165 mm",30,43.15,{"$f":"G13187*(1-VLOOKUP(F13187,Konditionen!$B:$D,3,0))","v":43.15}]
["Rohre und Formteile","VLG","VLG600","Mauerhülse       VLG           600","Handgebaut, ohne Löcher, nicht",30,331.95,{"$f":"G13200*(1-VLOOKUP(F13200,Konditionen!$B:$D,3,0))","v":331.95}]
["Luftdurchlässe","VPS","VPS**160","Sattelst. VPS SR... Ventil.. D³=160","Sattelstück mit montiertem VRGL",70,29.1,{"$f":"G13209*(1-VLOOKUP(F13209,Konditionen!$B:$D,3,0))","v":29.1}]
["Ventilatoren","VRDT","VRDT7","Trafo-Drehzahlsteller VRDT 7","400 Volt, mit Thermoschutz","Netto",608.6,{"$f":"G13218*(1-VLOOKUP(F13218,Konditionen!$B:$D,3,0))","v":608.6}]
["Luftdurchlässe","VRGM","VRGM200","Montagering VRGM  200","",70,8.1999999999999993,{"$f":"G13231*(1-VLOOKUP(F13231,Konditionen!$B:$D,3,0))","v":8.1999999999999993}]
["Ventilatoren","VRS","VRS05UP","Elektr. Drehzahlsteller VRS 0,5 UP","","Netto",25.7,{"$f":"G13239*(1-VLOOKUP(F13239,Konditionen!$B:$D,3,0))","v":25.7}]
["Ventilatoren","VRTT","VRTT2","Trafo-Drehzahlsteller VRTT 2","400V, 2,5A 5-stufig","Netto",256.45,{"$f":"G13252*(1-VLOOKUP(F13252,Konditionen!$B:$D,3,0))","v":256.45}]
["Kunststoff","VSREDIFF","VSREDIFF140","Vogelschutzgitter zu REDIFF 140","","17.ALLG",46.2,{"$f":"G13273*(1-VLOOKUP(F13273,Konditionen!$B:$D,3,0))","v":46.2}]
["Kunststoff","VSREDIFF","VSREDIFF400","Vogelschutzgitter zu REDIFF 400","","17.ALLG",117.55,{"$f":"G13282*(1-VLOOKUP(F13282,Konditionen!$B:$D,3,0))","v":117.55}]
["Luftdurchlässe","VVTK","VVTK100","Zuluft Wanddurchlass VVTK 100","",70,75.849999999999994,{"$f":"G13295*(1-VLOOKUP(F13295,Konditionen!$B:$D,3,0))","v":75.849999999999994}]
["Luftdurchlässe","WB","WB2400150","Anschlusskasten   WB-2  400 x 150mm","Anschluss seitlich DN100mm",70,129.9,{"$f":"G13303*(1-VLOOKUP(F13303,Konditionen!$B:$D,3,0))","v":129.9}]
["Brandschutz","WH45B-S2","WH45BS2300","Brandschutzklappe WH45 300","mit 2 Endlageschaltern, L = 620 mm",8006,218.85,{"$f":"G13312*(1-VLOOKUP(F13312,Konditionen!$B:$D,3,0))","v":218.85}]
["Brandschutz","WH45B","WH45B300","Brandschutzklappe WH45 300","L = 620 mm",8006,188.15,{"$f":"G13325*(1-VLOOKUP(F13325,Konditionen!$B:$D,3,0))","v":188.15}]
["Brandschutz","WH45B","WH45B710","Brandschutzklappe WH45 710","L = 620 mm",8006,326.39999999999998,{"$f":"G13334*(1-VLOOKUP(F13334,Konditionen!$B:$D,3,0))","v":326.39999999999998}]
["Edelstahl","WKRV2A","WKRV2A300","Wasserkragen     WKR V2A       300","Edelstahl W.Nr. 1.4301",60,438.5,{"$f":"G13348*(1-VLOOKUP(F13348,Konditionen!$B:$D,3,0))","v":438.5}]
["Dachhauben","WKR","WKR200","Wasserkragen     WKR           200","",53,54.8,{"$f":"G13367*(1-VLOOKUP(F13367,Konditionen!$B:$D,3,0))","v":54.8}]
["Dachhauben","WKR","WKR500","Wasserkragen     WKR           500","",53,134.4,{"$f":"G13376*(1-VLOOKUP(F13376,Konditionen!$B:$D,3,0))","v":134.4}]
["Brandschutz","WK45B-S2","WK45BS21000500","Brandschutzklappe WK45 1000x500","Typ: WK45B-S2-M0-1000500 + WKSPAC",8006,376.35,{"$f":"G13389*(1-VLOOKUP(F13389,Konditionen!$B:$D,3,0))","v":376.35}]
["Brandschutz","WK45B-S2","WK45BS21050300","Brandschutzklappe WK45 1050x300","Typ: WK45B-S2-M0-1050300 + WKSPAC",8006,331.75,{"$f":"G13398*(1-VLOOKUP(F13398,Konditionen!$B:$D,3,0))","v":331.75}]
["Brandschutz","WK45B-S2","WK45BS21050800","Brandschutzklappe WK45 1050x800","Typ: WK45B-S2-M0-1050800 + WKSPAC",8006,460.05,{"$f":"G13408*(1-VLOOKUP(F13408,Konditionen!$B:$D,3,0))","v":460.05}]
["Brandschutz","WK45B-S2","WK45BS21100700","Brandschutzklappe WK45 1100x700","Typ: WK45B-S2-M0-1100700 + WKSPAC",8006,445.4,{"$f":"G13419*(1-VLOOKUP(F13419,Konditionen!$B:$D,3,0))","v":445.4}]
["Brandschutz","WK45B-S2","WK45BS21150500","Brandschutzklappe WK45 1150x500","Typ: WK45B-S2-M0-1150500 + WKSPAC",8006,401,{"$f":"G13428*(1-VLOOKUP(F13428,Konditionen!$B:$D,3,0))","v":401}]
["Brandschutz","WK45B-S2","WK45BS21200500","Brandschutzklappe WK45 1200x500","Typ: WK45B-S2-M0-1200500 + WKSPAC",8006,409.05,{"$f":"G13441*(1-VLOOKUP(F13441,Konditionen!$B:$D,3,0))","v":409.05}]
["Brandschutz","WK45B-S2","WK45BS21300250","Brandschutzklappe WK45 1300x250","Typ: WK45B-S2-M0-1300250 + WKSPAC",8006,349.65,{"$f":"G13462*(1-VLOOKUP(F13462,Konditionen!$B:$D,3,0))","v":349.65}]
["Brandschutz","WK45B-S2","WK45BS21300750","Brandschutzklappe WK45 1300x750","Typ: WK45B-S2-M0-1300750 + WKSPAC",8006,497.25,{"$f":"G13472*(1-VLOOKUP(F13472,Konditionen!$B:$D,3,0))","v":497.25}]
["Brandschutz","WK45B-S2","WK45BS21350650","Brandschutzklappe WK45 1350x650","Typ: WK45B-S2-M0-1350650 + WKSPAC",8006,478.5,{"$f":"G13483*(1-VLOOKUP(F13483,Konditionen!$B:$D,3,0))","v":478.5}]
["Brandschutz","WK45B-S2","WK45BS21400450","Brandschutzklappe WK45 1400x450","Typ: WK45B-S2-M0-1400450 + WKSPAC",8006,426.35,{"$f":"G13492*(1-VLOOKUP(F13492,Konditionen!$B:$D,3,0))","v":426.35}]
["Brandschutz","WK45B-S2","WK45BS21450450","Brandschutzklappe WK45 1450x450","Typ: WK45B-S2-M0-1450450 + WKSPAC",8006,433.9,{"$f":"G13505*(1-VLOOKUP(F13505,Konditionen!$B:$D,3,0))","v":433.9}]
["Brandschutz","WK45B-S2","WK45BS21500250","Brandschutzklappe WK45 1500x250","Typ: WK45B-S2-M0-1500250 + WKSPAC",8006,375.85,{"$f":"G13514*(1-VLOOKUP(F13514,Konditionen!$B:$D,3,0))","v":375.85}]
["Brandschutz","WK45B-S2","WK45BS21500800","Brandschutzklappe WK45 1500x800","Typ: WK45B-S2-M0-1500800 + WKSPAC",8006,554.04999999999995,{"$f":"G13525*(1-VLOOKUP(F13525,Konditionen!$B:$D,3,0))","v":554.04999999999995}]
["Brandschutz","WK45B-S2","WK45BS2200650","Brandschutzklappe WK45 200x650","Typ: WK45B-S2-M0-0200650 + WKSPAC",8006,256.85000000000002,{"$f":"G13535*(1-VLOOKUP(F13535,Konditionen!$B:$D,3,0))","v":256.85000000000002}]
["Brandschutz","WK45B-S2","WK45BS2300400","Brandschutzklappe WK45 300x400","Typ: WK45B-S2-M0-0300400 + WKSPAC",8006,240.5,{"$f":"G13556*(1-VLOOKUP(F13556,Konditionen!$B:$D,3,0))","v":240.5}]
["Brandschutz","WK45B-S2","WK45BS2350200","Brandschutzklappe WK45 350x200","Typ: WK45B-S2-M0-0350200 + WKSPAC",8006,223.75,{"$f":"G13565*(1-VLOOKUP(F13565,Konditionen!$B:$D,3,0))","v":223.75}]
["Brandschutz","WK45B-S2","WK45BS2400200","Brandschutzklappe WK45 400x200","Typ: WK45B-S2-M0-0400200 + WKSPAC",8006,230.45,{"$f":"G13578*(1-VLOOKUP(F13578,Konditionen!$B:$D,3,0))","v":230.45}]
["Brandschutz","WK45B-S2","WK45BS2400650","Brandschutzklappe WK45 400x650","Typ: WK45B-S2-M0-0400650 + WKSPAC",8006,294.75,{"$f":"G13587*(1-VLOOKUP(F13587,Konditionen!$B:$D,3,0))","v":294.75}]
["Brandschutz","WK45B-S2","WK45BS2450650","Brandschutzklappe WK45 450x650","Typ: WK45B-S2-M0-0450650 + WKSPAC",8006,303.89999999999998,{"$f":"G13600*(1-VLOOKUP(F13600,Konditionen!$B:$D,3,0))","v":303.89999999999998}]
["Brandschutz","WK45B-S2","WK45BS2500400","Brandschutzklappe WK45 500x400","Typ: WK45B-S2-M0-0500400 + WKSPAC",8006,271,{"$f":"G13608*(1-VLOOKUP(F13608,Konditionen!$B:$D,3,0))","v":271}]
["Brandschutz","WK45B-S2","WK45BS2550200","Brandschutzklappe WK45 550x200","Typ: WK45B-S2-M0-0550200 + WKSPAC",8006,248.25,{"$f":"G13617*(1-VLOOKUP(F13617,Konditionen!$B:$D,3,0))","v":248.25}]
["Brandschutz","WK45B-S2","WK45BS2600200","Brandschutzklappe WK45 600x200","Typ: WK45B-S2-M0-0600200 + WKSPAC",8006,254,{"$f":"G13630*(1-VLOOKUP(F13630,Konditionen!$B:$D,3,0))","v":254}]
["Brandschutz","WK45B-S2","WK45BS2650600","Brandschutzklappe WK45 650x600","Typ: WK45B-S2-M0-0650600 + WKSPAC",8006,331.75,{"$f":"G13651*(1-VLOOKUP(F13651,Konditionen!$B:$D,3,0))","v":331.75}]
["Brandschutz","WK45B-S2","WK45BS2650700","Brandschutzklappe WK45 650x700","Typ: WK45B-S2-M0-0650700 + WKSPAC",8006,355.85,{"$f":"G13653*(1-VLOOKUP(F13653,Konditionen!$B:$D,3,0))","v":355.85}]
["Brandschutz","WK45B-S2","WK45BS2750350","Brandschutzklappe WK45 750x350","Typ: WK45B-S2-M0-0750350 + WKSPAC",8006,297.8,{"$f":"G13672*(1-VLOOKUP(F13672,Konditionen!$B:$D,3,0))","v":297.8}]
["Brandschutz","WK45B-S2","WK45BS2750800","Brandschutzklappe WK45 750x800","Typ: WK45B-S2-M0-0750800 + WKSPAC",8006,395.25,{"$f":"G13681*(1-VLOOKUP(F13681,Konditionen!$B:$D,3,0))","v":395.25}]
["Brandschutz","WK45B-S2","WK45BS2800800","Brandschutzklappe WK45 800x800","Typ: WK45B-S2-M0-0800800 + WKSPAC",8006,407.05,{"$f":"G13694*(1-VLOOKUP(F13694,Konditionen!$B:$D,3,0))","v":407.05}]
["Brandschutz","WK45B-S2","WK45BS2850600","Brandschutzklappe WK45 850x600","Typ: WK45B-S2-M0-0850600 + WKSPAC",8006,373.15,{"$f":"G13703*(1-VLOOKUP(F13703,Konditionen!$B:$D,3,0))","v":373.15}]
["Brandschutz","WK45B-S2","WK45BS2900450","Brandschutzklappe WK45 900x450","Typ: WK45B-S2-M0-0900450 + WKSPAC",8006,346.65,{"$f":"G13713*(1-VLOOKUP(F13713,Konditionen!$B:$D,3,0))","v":346.65}]
["Brandschutz","WK45B-S2","WK45BS2950350","Brandschutzklappe WK45 950x350","Typ: WK45B-S2-M0-0950350 + WKSPAC",8006,332.05,{"$f":"G13724*(1-VLOOKUP(F13724,Konditionen!$B:$D,3,0))","v":332.05}]
["Brandschutz","WK45","WK45B1000750","Brandschutzklappe WK45 1000x750","Typ: WK45B1000750 + WKSPAC",8006,406.55,{"$f":"G13745*(1-VLOOKUP(F13745,Konditionen!$B:$D,3,0))","v":406.55}]
["Brandschutz","WK45","WK45B1000800","Brandschutzklappe WK45 1000x800","Typ: WK45B1000800 + WKSPAC",8006,418.15,{"$f":"G13746*(1-VLOOKUP(F13746,Konditionen!$B:$D,3,0))","v":418.15}]
["Brandschutz","WK45","WK45B1100550","Brandschutzklappe WK45 1100x550","Typ: WK45B1100550 + WKSPAC",8006,374.9,{"$f":"G13767*(1-VLOOKUP(F13767,Konditionen!$B:$D,3,0))","v":374.9}]
["Brandschutz","WK45","WK45B1150400","Brandschutzklappe WK45 1150x400","Typ: WK45B1150400 + WKSPAC",8006,343.25,{"$f":"G13777*(1-VLOOKUP(F13777,Konditionen!$B:$D,3,0))","v":343.25}]
["Brandschutz","WK45","WK45B1200300","Brandschutzklappe WK45 1200x300","Typ: WK45B1200300 + WKSPAC",8006,320.95,{"$f":"G13788*(1-VLOOKUP(F13788,Konditionen!$B:$D,3,0))","v":320.95}]
["Brandschutz","WK45","WK45B1200750","Brandschutzklappe WK45 1200x750","Typ: WK45B1200750 + WKSPAC",8006,446.45,{"$f":"G13797*(1-VLOOKUP(F13797,Konditionen!$B:$D,3,0))","v":446.45}]
["Brandschutz","WK45","WK45B1250550","Brandschutzklappe WK45 1250x550","Typ: WK45B1250550 + WKSPAC",8006,399.85,{"$f":"G13806*(1-VLOOKUP(F13806,Konditionen!$B:$D,3,0))","v":399.85}]
["Brandschutz","WK45","WK45B1300550","Brandschutzklappe WK45 1300x550","Typ: WK45B1300550 + WKSPAC",8006,408.1,{"$f":"G13819*(1-VLOOKUP(F13819,Konditionen!$B:$D,3,0))","v":408.1}]
["Brandschutz","WK45","WK45B1350450","Brandschutzklappe WK45 1350x450","Typ: WK45B1350450 + WKSPAC",8006,388,{"$f":"G13830*(1-VLOOKUP(F13830,Konditionen!$B:$D,3,0))","v":388}]
["Brandschutz","WK45","WK45B1400300","Brandschutzklappe WK45 1400x300","Typ: WK45B1400300 + WKSPAC",8006,348.5,{"$f":"G13840*(1-VLOOKUP(F13840,Konditionen!$B:$D,3,0))","v":348.5}]
["Brandschutz","WK45","WK45B1450700","Brandschutzklappe WK45 1450x700","Typ: WK45B1450700 + WKSPAC",8006,482.4,{"$f":"G13861*(1-VLOOKUP(F13861,Konditionen!$B:$D,3,0))","v":482.4}]
["Brandschutz","WK45","WK45B1500500","Brandschutzklappe WK45 1500x500","Typ: WK45B1500500 + WKSPAC",8006,427.8,{"$f":"G13870*(1-VLOOKUP(F13870,Konditionen!$B:$D,3,0))","v":427.8}]
["Brandschutz","WK45","WK45B200500","Brandschutzklappe WK45 200x500","Typ: WK45B200500 + WKSPAC",8006,209.5,{"$f":"G13883*(1-VLOOKUP(F13883,Konditionen!$B:$D,3,0))","v":209.5}]
["Brandschutz","WK45","WK45B250600","Brandschutzklappe WK45 250x600","Typ: WK45B250600 + WKSPAC",8006,230.15,{"$f":"G13894*(1-VLOOKUP(F13894,Konditionen!$B:$D,3,0))","v":230.15}]
["Brandschutz","WK45","WK45B300600","Brandschutzklappe WK45 300x600","Typ: WK45B300600 + WKSPAC",8006,238.85,{"$f":"G13904*(1-VLOOKUP(F13904,Konditionen!$B:$D,3,0))","v":238.85}]
["Brandschutz","WK45","WK45B350500","Brandschutzklappe WK45 350x500","Typ: WK45B350500 + WKSPAC",8006,233.8,{"$f":"G13913*(1-VLOOKUP(F13913,Konditionen!$B:$D,3,0))","v":233.8}]
["Brandschutz","WK45","WK45B450350","Brandschutzklappe WK45 450x350","Typ: WK45B450350 + WKSPAC",8006,225.95,{"$f":"G13934*(1-VLOOKUP(F13934,Konditionen!$B:$D,3,0))","v":225.95}]
["Brandschutz","WK45","WK45B450400","Brandschutzklappe WK45 450x400","Typ: WK45B450400 + WKSPAC",8006,234,{"$f":"G13935*(1-VLOOKUP(F13935,Konditionen!$B:$D,3,0))","v":234}]
["Brandschutz","WK45","WK45B500350","Brandschutzklappe WK45 500x350","Typ: WK45B500350 + WKSPAC",8006,232.75,{"$f":"G13947*(1-VLOOKUP(F13947,Konditionen!$B:$D,3,0))","v":232.75}]
["Brandschutz","WK45","WK45B550550","Brandschutzklappe WK45 550x550","Typ: WK45B550550 + WKSPAC",8006,275.5,{"$f":"G13964*(1-VLOOKUP(F13964,Konditionen!$B:$D,3,0))","v":275.5}]
["Brandschutz","WK45","WK45B600550","Brandschutzklappe WK45 600x550","Typ: WK45B600550 + WKSPAC",8006,283.8,{"$f":"G13977*(1-VLOOKUP(F13977,Konditionen!$B:$D,3,0))","v":283.8}]
["Brandschutz","WK45","WK45B650350","Brandschutzklappe WK45 650x350","Typ: WK45B650350 + WKSPAC",8006,253.8,{"$f":"G13986*(1-VLOOKUP(F13986,Konditionen!$B:$D,3,0))","v":253.8}]
["Brandschutz","WK45","WK45B700350","Brandschutzklappe WK45 700x350","Typ: WK45B700350 + WKSPAC",8006,260.64999999999998,{"$f":"G13999*(1-VLOOKUP(F13999,Konditionen!$B:$D,3,0))","v":260.64999999999998}]
["Brandschutz","WK45","WK45B750300","Brandschutzklappe WK45 750x300","Typ: WK45B750300 + WKSPAC",8006,260.39999999999998,{"$f":"G14011*(1-VLOOKUP(F14011,Konditionen!$B:$D,3,0))","v":260.39999999999998}]
["Brandschutz","WK45","WK45B800500","Brandschutzklappe WK45 800x500","Typ: WK45B800500 + WKSPAC",8006,313.10000000000002,{"$f":"G14028*(1-VLOOKUP(F14028,Konditionen!$B:$D,3,0))","v":313.10000000000002}]
["Brandschutz","WK45","WK45B800550","Brandschutzklappe WK45 800x550","Typ: WK45B800550 + WKSPAC",8006,323.25,{"$f":"G14029*(1-VLOOKUP(F14029,Konditionen!$B:$D,3,0))","v":323.25}]
["Brandschutz","WK45","WK45B900300","Brandschutzklappe WK45 900x300","Typ: WK45B900300 + WKSPAC",8006,276.55,{"$f":"G14050*(1-VLOOKUP(F14050,Konditionen!$B:$D,3,0))","v":276.55}]
["Brandschutz","WK45","WK45B900750","Brandschutzklappe WK45 900x750","Typ: WK45B900750 + WKSPAC",8006,385.9,{"$f":"G14059*(1-VLOOKUP(F14059,Konditionen!$B:$D,3,0))","v":385.9}]
["Brandschutz","WK45","WK45B950750","Brandschutzklappe WK45 950x750","Typ: WK45B950750 + WKSPAC",8006,396.8,{"$f":"G14072*(1-VLOOKUP(F14072,Konditionen!$B:$D,3,0))","v":396.8}]
["Lindab Transfer","XVTR","XVTR125100100100","Tr.Kreuzst.XVTR 30 125.100.100.100","",35,207.2,{"$f":"G14082*(1-VLOOKUP(F14082,Konditionen!$B:$D,3,0))","v":207.2}]
["Lindab Transfer","XVTR","XVTR160140140140","Tr.Kreuzst.XVTR 30 160.140.140.140","",35,282,{"$f":"G14093*(1-VLOOKUP(F14093,Konditionen!$B:$D,3,0))","v":282}]
["Lindab Transfer","XVTR","XVTR200100100100","Tr.Kreuzst.XVTR 30 200.100.100.100","",35,279.05,{"$f":"G14102*(1-VLOOKUP(F14102,Konditionen!$B:$D,3,0))","v":279.05}]
["Lindab Transfer","XVTR","XVTR250200200200","Tr.Kreuzst.XVTR 30 250.200.200.200","",35,374.4,{"$f":"G14123*(1-VLOOKUP(F14123,Konditionen!$B:$D,3,0))","v":374.4}]
["Lindab Transfer","XVTR","XVTR250224224224","Tr.Kreuzst.XVTR 30 250.224.224.224","",35,465,{"$f":"G14124*(1-VLOOKUP(F14124,Konditionen!$B:$D,3,0))","v":465}]
["Lindab Transfer","XVTR","XVTR315300300300","Tr.Kreuzst.XVTR 30 315.300.300.300","",35,484.6,{"$f":"G14146*(1-VLOOKUP(F14146,Konditionen!$B:$D,3,0))","v":484.6}]
["Lindab Transfer","XVTR","XVTR350300300300","Tr.Kreuzst.XVTR 30 350.300.300.300","",35,510.75,{"$f":"G14157*(1-VLOOKUP(F14157,Konditionen!$B:$D,3,0))","v":510.75}]
["Lindab Transfer","XVTR","XVTR400200200200","Tr.Kreuzst.XVTR 30 400.200.200.200","",35,525.65,{"$f":"G14166*(1-VLOOKUP(F14166,Konditionen!$B:$D,3,0))","v":525.65}]
["Lindab Transfer","XVTR","XVTR450140140140","Tr.Kreuzst.XVTR 30 450.140.140.140","",35,503.55,{"$f":"G14175*(1-VLOOKUP(F14175,Konditionen!$B:$D,3,0))","v":503.55}]
["Lindab Transfer","XVTR","XVTR500125125125","Tr.Kreuzst.XVTR 30 500.125.125.125","",35,482.2,{"$f":"G14188*(1-VLOOKUP(F14188,Konditionen!$B:$D,3,0))","v":482.2}]
["Lindab Transfer","XVTR","XVTR500400400400","Tr.Kreuzst.XVTR 30 500.400.400.400","",35,751.2,{"$f":"G14199*(1-VLOOKUP(F14199,Konditionen!$B:$D,3,0))","v":751.2}]
["Lindab Transfer","YVTR30","YVTR30140125125","Tr.Hosenstück  YVTR 30 140.125.125","",35,216.2,{"$f":"G14217*(1-VLOOKUP(F14217,Konditionen!$B:$D,3,0))","v":216.2}]
["Lindab Transfer","YVTR30","YVTR30140140140","Tr.Hosenstück  YVTR 30 140.140.140","",35,249.2,{"$f":"G14218*(1-VLOOKUP(F14218,Konditionen!$B:$D,3,0))","v":249.2}]
["Lindab Transfer","YVTR30","YVTR30200125125","Tr.Hosenstück  YVTR 30 200.125.125","",35,261.05,{"$f":"G14239*(1-VLOOKUP(F14239,Konditionen!$B:$D,3,0))","v":261.05}]
["Lindab Transfer","YVTR30","YVTR30224200200","Tr.Hosenstück  YVTR 30 224.200.200","",35,330.9,{"$f":"G14252*(1-VLOOKUP(F14252,Konditionen!$B:$D,3,0))","v":330.9}]
["Lindab Transfer","YVTR30","YVTR30250250250","Tr.Hosenstück  YVTR 30 250.250.250","",35,411.35,{"$f":"G14263*(1-VLOOKUP(F14263,Konditionen!$B:$D,3,0))","v":411.35}]
["Lindab Transfer","YVTR30","YVTR30300160160","Tr.Hosenstück  YVTR 30 300.160.160","",35,360.95,{"$f":"G14269*(1-VLOOKUP(F14269,Konditionen!$B:$D,3,0))","v":360.95}]
["Lindab Transfer","YVTR30","YVTR30315200200","Tr.Hosenstück  YVTR 30 315.200.200","",35,393.35,{"$f":"G14282*(1-VLOOKUP(F14282,Konditionen!$B:$D,3,0))","v":393.35}]
["Lindab Transfer","YVTR30","YVTR30350150150","Tr.Hosenstück  YVTR 30 350.150.150","",35,406,{"$f":"G14291*(1-VLOOKUP(F14291,Konditionen!$B:$D,3,0))","v":406}]
["Lindab Transfer","YVTR30","YVTR30400180180","Tr.Hosenstück  YVTR 30 400.180.180","",35,466.15,{"$f":"G14304*(1-VLOOKUP(F14304,Konditionen!$B:$D,3,0))","v":466.15}]
["Lindab Transfer","YVTR30","YVTR30450200200","Tr.Hosenstück  YVTR 30 450.200.200","",35,498.4,{"$f":"G14316*(1-VLOOKUP(F14316,Konditionen!$B:$D,3,0))","v":498.4}]
["Lindab Transfer","YVTR30","YVTR30500400400","Tr.Hosenstück  YVTR 30 500.400.400","",35,664.25,{"$f":"G14333*(1-VLOOKUP(F14333,Konditionen!$B:$D,3,0))","v":664.25}]
["Rohre und Formteile","YVU45","YVU45180125125","Hosenstück GW90  YVU45  180.125.125","",30,192.1,{"$f":"G14346*(1-VLOOKUP(F14346,Konditionen!$B:$D,3,0))","v":192.1}]
["Rohre und Formteile","YVU45","YVU45450300300","Hosenstück GW90  YVU45  450.300.300","",30,330.7,{"$f":"G14355*(1-VLOOKUP(F14355,Konditionen!$B:$D,3,0))","v":330.7}]
["Kunststoff","YV30PPS","YV30PPS110","Hosenstück 30° in PPs 110mm","","17.ALLG",56.65,{"$f":"G14364*(1-VLOOKUP(F14364,Konditionen!$B:$D,3,0))","v":56.65}]
["Kunststoff","YV30PPS","YV30PPS75","Hosenstück 30° in PPs 75mm","","17.ALLG",49.35,{"$f":"G14380*(1-VLOOKUP(F14380,Konditionen!$B:$D,3,0))","v":49.35}]
["Kunststoff","YV45PPS","YV45PPS160","Hosenstück 45° in PPs 160mm","","17.ALLG",81.5,{"$f":"G14385*(1-VLOOKUP(F14385,Konditionen!$B:$D,3,0))","v":81.5}]
["Kunststoff","YV45PPS","YV45PPS75","Hosenstück 45° in PPs 75mm","","17.ALLG",49.35,{"$f":"G14398*(1-VLOOKUP(F14398,Konditionen!$B:$D,3,0))","v":49.35}]
["Kunststoff","YV90PPS","YV90PPS250","Hosenstück 90° in PPs 250mm","","17.ALLG",174.3,{"$f":"G14407*(1-VLOOKUP(F14407,Konditionen!$B:$D,3,0))","v":174.3}]
["Diverse","ZEPUG","ZEPUG224","Rohrschelle 2-tlg.     ZEPUG   224","Edelstahl V2A m. Gummieinlage","Netto",9.1999999999999993,{"$f":"G14428*(1-VLOOKUP(F14428,Konditionen!$B:$D,3,0))","v":9.1999999999999993}]
["Diverse","ZEPUG","ZEPUG355","Rohrschelle 2-tlg.     ZEPUG   355","Edelstahl V2A m. Gummieinlage","Netto",12.35,{"$f":"G14433*(1-VLOOKUP(F14433,Konditionen!$B:$D,3,0))","v":12.35}]
["Filter","ZLG4","ZLG448495495","Z-Line Filter G4 495 x 495 x 48 mm","ISO Coarse 60%; im Papprahmen",3702,30.9,{"$f":"G14449*(1-VLOOKUP(F14449,Konditionen!$B:$D,3,0))","v":30.9}]
["Filter","ZLG4","ZLG496495495","Z-Line Filter G4 495 x 495 x 96 mm","ISO Coarse 60%; im Papprahmen",3702,42.1,{"$f":"G14458*(1-VLOOKUP(F14458,Konditionen!$B:$D,3,0))","v":42.1}]
["Filter","ZLM5","ZLM596393495","Z-Line Filter M5 393 x 495 x 96 mm","ISO Coarse 90%; im Papprahmen",3702,38.950000000000003,{"$f":"G14471*(1-VLOOKUP(F14471,Konditionen!$B:$D,3,0))","v":38.950000000000003}]
["Luftdurchlässe","OD8K1Z","OD8K1Z60024","Dralldurchlass     OD-8/K1/Z/600/24","RAL 9010, Zuluft, schwarze Lamellen",70,66.75,{"$f":"G14480*(1-VLOOKUP(F14480,Konditionen!$B:$D,3,0))","v":66.75}]
["Luftdurchlässe","OD8K1Z","OD8K1Z62554","Dralldurchlass     OD-8/K1/Z/625/54","RAL 9010, Zuluft, schwarze Lamellen",70,88.85,{"$f":"G14497*(1-VLOOKUP(F14497,Konditionen!$B:$D,3,0))","v":88.85}]
["Schalldämpfer","LRBCB","LRBCB2501000","Schalldämpfer    LRBCB     250.1000","rechteckig, Anschluß rund",30,1513,{"$f":"G14501*(1-VLOOKUP(F14501,Konditionen!$B:$D,3,0))","v":1513}]
["Luftdurchlässe","F51","F51-125-RAL9010","Rundes Abluftgitter Alu     F51-125","Rasterlamellen, RAL9010",70,69.25,{"$f":"G14522*(1-VLOOKUP(F14522,Konditionen!$B:$D,3,0))","v":69.25}]
["Luftdurchlässe","F51","F51-315-RAL9003","Rundes Abluftgitter Alu     F51-315","Rasterlamellen, RAL9003",70,116.8,{"$f":"G14535*(1-VLOOKUP(F14535,Konditionen!$B:$D,3,0))","v":116.8}]
["Luftdurchlässe","OD4K1","OD4K1625","Dralldurchlass OD-4/K1/625","RAL 9010, 620 x 620mm",70,53.3,{"$f":"G14544*(1-VLOOKUP(F14544,Konditionen!$B:$D,3,0))","v":53.3}]
["Brandschutz","WK45VMBM","WK45VMBM200450","Brandschutzklappe WK45 200x450","Typ: WK45VMBM200450 + WKSPAC",8006,561.45000000000005,{"$f":"G14550*(1-VLOOKUP(F14550,Konditionen!$B:$D,3,0))","v":561.45000000000005}]
["Brandschutz","WK45VMBM","WK45VMBM300250","Brandschutzklappe WK45 300x250","Typ: WK45VMBM300250 + WKSPAC",8006,549.1,{"$f":"G14565*(1-VLOOKUP(F14565,Konditionen!$B:$D,3,0))","v":549.1}]
["Brandschutz","WK45VMBM","WK45VMBM300700","Brandschutzklappe WK45 300x700","Typ: WK45VMBM300700 + WKSPAC",8006,611.15,{"$f":"G14574*(1-VLOOKUP(F14574,Konditionen!$B:$D,3,0))","v":611.15}]
["Brandschutz","WK45VMBM","WK45VMBM400250","Brandschutzklappe WK45 400x250","Typ: WK45VMBM400250 + WKSPAC",8006,562.4,{"$f":"G14587*(1-VLOOKUP(F14587,Konditionen!$B:$D,3,0))","v":562.4}]
["Brandschutz","WK45VMBM","WK45VMBM400700","Brandschutzklappe WK45 400x700","Typ: WK45VMBM400700 + WKSPAC",8006,631.15,{"$f":"G14596*(1-VLOOKUP(F14596,Konditionen!$B:$D,3,0))","v":631.15}]
["Brandschutz","WK45VMBM","WK45VMBM500450","Brandschutzklappe WK45 500x450","Typ: WK45VMBM500450 + WKSPAC",8006,607.15,{"$f":"G14617*(1-VLOOKUP(F14617,Konditionen!$B:$D,3,0))","v":607.15}]
["Brandschutz","WK45VMBM","WK45VMBM500650","Brandschutzklappe WK45 500x650","Typ: WK45VMBM500650 + WKSPAC",8006,640.25,{"$f":"G14621*(1-VLOOKUP(F14621,Konditionen!$B:$D,3,0))","v":640.25}]
["Brandschutz","WK45VMBM","WK45VMBM600200","Brandschutzklappe WK45 600x200","Typ: WK45VMBM600200 + WKSPAC",8006,579.79999999999995,{"$f":"G14638*(1-VLOOKUP(F14638,Konditionen!$B:$D,3,0))","v":579.79999999999995}]
["Brandschutz","WK45VMBM","WK45VMBM650200","Brandschutzklappe WK45 650x200","Typ: WK45VMBM650200 + WKSPAC",8006,585.35,{"$f":"G14651*(1-VLOOKUP(F14651,Konditionen!$B:$D,3,0))","v":585.35}]
["Brandschutz","WK45VMBM","WK45VMBM650650","Brandschutzklappe WK45 650x650","Typ: WK45VMBM650650 + WKSPAC",8006,671.55,{"$f":"G14660*(1-VLOOKUP(F14660,Konditionen!$B:$D,3,0))","v":671.55}]
["Brandschutz","WK45VMBM","WK45VMBM700450","Brandschutzklappe WK45 700x450","Typ: WK45VMBM700450 + WKSPAC",8006,637.20000000000005,{"$f":"G14669*(1-VLOOKUP(F14669,Konditionen!$B:$D,3,0))","v":637.20000000000005}]
["Brandschutz","WK45VMBM","WK45VMBM750600","Brandschutzklappe WK45 750x600","Typ: WK45VMBM750600 + WKSPAC",8006,680.35,{"$f":"G14685*(1-VLOOKUP(F14685,Konditionen!$B:$D,3,0))","v":680.35}]
["Brandschutz","WK45VMBM","WK45VMBM800200","Brandschutzklappe WK45 800x200","Typ: WK45VMBM800200 + WKSPAC",8006,602.54999999999995,{"$f":"G14690*(1-VLOOKUP(F14690,Konditionen!$B:$D,3,0))","v":602.54999999999995}]
["Brandschutz","WK45VMBM","WK45VMBM850600","Brandschutzklappe WK45 850x600","Typ: WK45VMBM850600 + WKSPAC",8006,697.35,{"$f":"G14711*(1-VLOOKUP(F14711,Konditionen!$B:$D,3,0))","v":697.35}]
["Brandschutz","WK45VMBM","WK45VMBM900600","Brandschutzklappe WK45 900x600","Typ: WK45VMBM900600 + WKSPAC",8006,705.7,{"$f":"G14724*(1-VLOOKUP(F14724,Konditionen!$B:$D,3,0))","v":705.7}]
["Brandschutz","WK45VMBM","WK45VMBM950400","Brandschutzklappe WK45 950x400","Typ: WK45VMBM950400 + WKSPAC",8006,668.75,{"$f":"G14733*(1-VLOOKUP(F14733,Konditionen!$B:$D,3,0))","v":668.75}]
["Brandschutz","WK45VMBM","WK45VMBM950650","Brandschutzklappe WK45 950x650","Typ: WK45VMBM950650 + WKSPAC",8006,726.35,{"$f":"G14738*(1-VLOOKUP(F14738,Konditionen!$B:$D,3,0))","v":726.35}]
["Brandschutz","WK45VGBM","WK45VGBM1000800","Brandschutzklappe WK45 1000x800","Typ: WK45VGBM1000800 + WKSPAC",8006,852.15,{"$f":"G14754*(1-VLOOKUP(F14754,Konditionen!$B:$D,3,0))","v":852.15}]
["Brandschutz","WK45VMBM","WK45VMBM1050600","Brandschutzklappe WK45 1050x600","Typ: WK45VMBM1050600 + WKSPAC",8006,733.05,{"$f":"G14763*(1-VLOOKUP(F14763,Konditionen!$B:$D,3,0))","v":733.05}]
["Brandschutz","WK45VMBM","WK45VMBM1100600","Brandschutzklappe WK45 1100x600","Typ: WK45VMBM1100600 + WKSPAC",8006,741.55,{"$f":"G14776*(1-VLOOKUP(F14776,Konditionen!$B:$D,3,0))","v":741.55}]
["Brandschutz","WK45VMBM","WK45VMBM1150400","Brandschutzklappe WK45 1150x400","Typ: WK45VMBM1150400 + WKSPAC",8006,697.45,{"$f":"G14785*(1-VLOOKUP(F14785,Konditionen!$B:$D,3,0))","v":697.45}]
["Brandschutz","WK45VMBM","WK45VMBM1200600","Brandschutzklappe WK45 1200x600","Typ: WK45VMBM1200600 + WKSPAC",8006,758.5,{"$f":"G14802*(1-VLOOKUP(F14802,Konditionen!$B:$D,3,0))","v":758.5}]
["Brandschutz","WK45VGBM","WK45VGBM1250750","Brandschutzklappe WK45 1250x750","Typ: WK45VGBM1250750 + WKSPAC",8006,889.45,{"$f":"G14818*(1-VLOOKUP(F14818,Konditionen!$B:$D,3,0))","v":889.45}]
["Brandschutz","WK45VMBM","WK45VMBM1300550","Brandschutzklappe WK45 1300x550","Typ: WK45VMBM1300550 + WKSPAC",8006,761.15,{"$f":"G14827*(1-VLOOKUP(F14827,Konditionen!$B:$D,3,0))","v":761.15}]
["Brandschutz","WK45VMBM","WK45VMBM1350550","Brandschutzklappe WK45 1350x550","Typ: WK45VMBM1350550 + WKSPAC",8006,771.1,{"$f":"G14840*(1-VLOOKUP(F14840,Konditionen!$B:$D,3,0))","v":771.1}]
["Brandschutz","WK45VMBM","WK45VMBM1400350","Brandschutzklappe WK45 1400x350","Typ: WK45VMBM1400350 + WKSPAC",8006,719.25,{"$f":"G14849*(1-VLOOKUP(F14849,Konditionen!$B:$D,3,0))","v":719.25}]
["Brandschutz","WK45VMBM","WK45VMBM1450350","Brandschutzklappe WK45 1450x350","Typ: WK45VMBM1450350 + WKSPAC",8006,725.95,{"$f":"G14862*(1-VLOOKUP(F14862,Konditionen!$B:$D,3,0))","v":725.95}]
["Brandschutz","WK45VGBM","WK45VGBM1450750","Brandschutzklappe WK45 1450x750","Typ: WK45VGBM1450750 + WKSPAC",8006,929.8,{"$f":"G14870*(1-VLOOKUP(F14870,Konditionen!$B:$D,3,0))","v":929.8}]
["Brandschutz","WK45VGBM","WK45VGBM1500550","Brandschutzklappe WK45 1500x550","Typ: WK45VGBM1500550 + WKSPAC",8006,876.35,{"$f":"G14879*(1-VLOOKUP(F14879,Konditionen!$B:$D,3,0))","v":876.35}]
["Brandschutz","WK45DMBM","WK45DMBM200550","Brandschutzklappe WK45 200x550","Typ: WK45DMBM200550 + WKSPAC",8006,600.75,{"$f":"G14892*(1-VLOOKUP(F14892,Konditionen!$B:$D,3,0))","v":600.75}]
["Brandschutz","WK45DMBM","WK45DMBM300650","Brandschutzklappe WK45 300x650","Typ: WK45DMBM300650 + WKSPAC",8006,630,{"$f":"G14913*(1-VLOOKUP(F14913,Konditionen!$B:$D,3,0))","v":630}]
["Brandschutz","WK45DMBM","WK45DMBM350200","Brandschutzklappe WK45 350x200","Typ: WK45DMBM350200 + WKSPAC",8006,577.4,{"$f":"G14915*(1-VLOOKUP(F14915,Konditionen!$B:$D,3,0))","v":577.4}]
["Brandschutz","WK45DMBM","WK45DMBM400600","Brandschutzklappe WK45 400x600","Typ: WK45DMBM400600 + WKSPAC",8006,642.25,{"$f":"G14934*(1-VLOOKUP(F14934,Konditionen!$B:$D,3,0))","v":642.25}]
["Brandschutz","WK45DMBM","WK45DMBM450400","Brandschutzklappe WK45 450x400","Typ: WK45DMBM450400 + WKSPAC",8006,619.20000000000005,{"$f":"G14943*(1-VLOOKUP(F14943,Konditionen!$B:$D,3,0))","v":619.20000000000005}]
["Brandschutz","WK45DMBM","WK45DMBM500400","Brandschutzklappe WK45 500x400","Typ: WK45DMBM500400 + WKSPAC",8006,626.20000000000005,{"$f":"G14956*(1-VLOOKUP(F14956,Konditionen!$B:$D,3,0))","v":626.20000000000005}]
["Brandschutz","WK45DMBM","WK45DMBM550200","Brandschutzklappe WK45 550x200","Typ: WK45DMBM550200 + WKSPAC",8006,601.04999999999995,{"$f":"G14965*(1-VLOOKUP(F14965,Konditionen!$B:$D,3,0))","v":601.04999999999995}]
["Brandschutz","WK45DMBM","WK45DMBM600250","Brandschutzklappe WK45 600x250","Typ: WK45DMBM600250 + WKSPAC",8006,613.29999999999995,{"$f":"G14979*(1-VLOOKUP(F14979,Konditionen!$B:$D,3,0))","v":613.29999999999995}]
["Brandschutz","WK45DMBM","WK45DMBM600600","Brandschutzklappe WK45 600x600","Typ: WK45DMBM600600 + WKSPAC",8006,676.8,{"$f":"G14986*(1-VLOOKUP(F14986,Konditionen!$B:$D,3,0))","v":676.8}]
["Brandschutz","WK45DMBM","WK45DMBM700350","Brandschutzklappe WK45 700x350","Typ: WK45DMBM700350 + WKSPAC",8006,645.04999999999995,{"$f":"G15007*(1-VLOOKUP(F15007,Konditionen!$B:$D,3,0))","v":645.04999999999995}]
["Brandschutz","WK45DMBM","WK45DMBM700800","Brandschutzklappe WK45 700x800","Typ: WK45DMBM700800 + WKSPAC",8006,736.5,{"$f":"G15016*(1-VLOOKUP(F15016,Konditionen!$B:$D,3,0))","v":736.5}]
["Brandschutz","WK45DMBM","WK45DMBM750800","Brandschutzklappe WK45 750x800","Typ: WK45DMBM750800 + WKSPAC",8006,747.2,{"$f":"G15029*(1-VLOOKUP(F15029,Konditionen!$B:$D,3,0))","v":747.2}]
["Brandschutz","WK45DMBM","WK45DMBM850200","Brandschutzklappe WK45 850x200","Typ: WK45DMBM850200 + WKSPAC",8006,634.79999999999995,{"$f":"G15043*(1-VLOOKUP(F15043,Konditionen!$B:$D,3,0))","v":634.79999999999995}]
["Brandschutz","WK45DMBM","WK45DMBM850550","Brandschutzklappe WK45 850x550","Typ: WK45DMBM850550 + WKSPAC",8006,713.05,{"$f":"G15050*(1-VLOOKUP(F15050,Konditionen!$B:$D,3,0))","v":713.05}]
["Brandschutz","WK45DMBM","WK45DMBM900350","Brandschutzklappe WK45 900x350","Typ: WK45DMBM900350 + WKSPAC",8006,672.1,{"$f":"G15059*(1-VLOOKUP(F15059,Konditionen!$B:$D,3,0))","v":672.1}]
["Brandschutz","WK45DMBM","WK45DMBM900800","Brandschutzklappe WK45 900x800","Typ: WK45DMBM900800 + WKSPAC",8006,777.05,{"$f":"G15068*(1-VLOOKUP(F15068,Konditionen!$B:$D,3,0))","v":777.05}]
["Brandschutz","WK45DMBM","WK45DMBM950800","Brandschutzklappe WK45 950x800","Typ: WK45DMBM950800 + WKSPAC",8006,788.05,{"$f":"G15081*(1-VLOOKUP(F15081,Konditionen!$B:$D,3,0))","v":788.05}]
["Brandschutz","WK45DMBM","WK45DMBM1050250","Brandschutzklappe WK45 1050x250","Typ: WK45DMBM1050250 + WKSPAC",8006,672.5,{"$f":"G15096*(1-VLOOKUP(F15096,Konditionen!$B:$D,3,0))","v":672.5}]
["Brandschutz","WK45DMBM","WK45DMBM1100300","Brandschutzklappe WK45 1100x300","Typ: WK45DMBM1100300 + WKSPAC",8006,691.25,{"$f":"G15110*(1-VLOOKUP(F15110,Konditionen!$B:$D,3,0))","v":691.25}]
["Brandschutz","WK45DMBM","WK45DMBM1150300","Brandschutzklappe WK45 1150x300","Typ: WK45DMBM1150300 + WKSPAC",8006,697.55,{"$f":"G15123*(1-VLOOKUP(F15123,Konditionen!$B:$D,3,0))","v":697.55}]
["Brandschutz","WK45DGBM","WK45DGBM1150750","Brandschutzklappe WK45 1150x750","Typ: WK45DGBM1150750 + WKSPAC",8006,929.55,{"$f":"G15132*(1-VLOOKUP(F15132,Konditionen!$B:$D,3,0))","v":929.55}]
["Brandschutz","WK45DGBM","WK45DGBM1200750","Brandschutzklappe WK45 1200x750","Typ: WK45DGBM1200750 + WKSPAC",8006,939.2,{"$f":"G15145*(1-VLOOKUP(F15145,Konditionen!$B:$D,3,0))","v":939.2}]
["Brandschutz","WK45DMBM","WK45DMBM1250550","Brandschutzklappe WK45 1250x550","Typ: WK45DMBM1250550 + WKSPAC",8006,779.8,{"$f":"G15154*(1-VLOOKUP(F15154,Konditionen!$B:$D,3,0))","v":779.8}]
["Brandschutz","WK45DMBM","WK45DMBM1300550","Brandschutzklappe WK45 1300x550","Typ: WK45DMBM1300550 + WKSPAC",8006,787.85,{"$f":"G15167*(1-VLOOKUP(F15167,Konditionen!$B:$D,3,0))","v":787.85}]
["Brandschutz","WK45DMBM","WK45DMBM1350300","Brandschutzklappe WK45 1350x300","Typ: WK45DMBM1350300 + WKSPAC",8006,724.35,{"$f":"G15175*(1-VLOOKUP(F15175,Konditionen!$B:$D,3,0))","v":724.35}]
["Brandschutz","WK45DGBM","WK45DGBM1400700","Brandschutzklappe WK45 1400x700","Typ: WK45DGBM1400700 + WKSPAC",8006,965.1,{"$f":"G15196*(1-VLOOKUP(F15196,Konditionen!$B:$D,3,0))","v":965.1}]
["Brandschutz","WK45DGBM","WK45DGBM1450700","Brandschutzklappe WK45 1450x700","Typ: WK45DGBM1450700 + WKSPAC",8006,974.3,{"$f":"G15209*(1-VLOOKUP(F15209,Konditionen!$B:$D,3,0))","v":974.3}]
["Brandschutz","WK45DMBM","WK45DMBM1500500","Brandschutzklappe WK45 1500x500","Typ: WK45DMBM1500500 + WKSPAC",8006,807.1,{"$f":"G15218*(1-VLOOKUP(F15218,Konditionen!$B:$D,3,0))","v":807.1}]
["Brandschutz","WK25VSBM","WK25VSBM100500","Brandschutzklappe WK25 100x500","Typ: WK25VSBM-100500 + WKSPAC",8006,484.5,{"$f":"G15231*(1-VLOOKUP(F15231,Konditionen!$B:$D,3,0))","v":484.5}]
["Brandschutz","WK25VSBM","WK25VSBM150450","Brandschutzklappe WK25 150x450","Typ: WK25VSBM-150450 + WKSPAC",8006,486.15,{"$f":"G15239*(1-VLOOKUP(F15239,Konditionen!$B:$D,3,0))","v":486.15}]
["Brandschutz","WK25VSBM","WK25VSBM200450","Brandschutzklappe WK25 200x450","Typ: WK25VSBM-200450 + WKSPAC",8006,493.4,{"$f":"G15248*(1-VLOOKUP(F15248,Konditionen!$B:$D,3,0))","v":493.4}]
["Brandschutz","WK25VSBM","WK25VSBM250450","Brandschutzklappe WK25 250x450","Typ: WK25VSBM-250450 + WKSPAC",8006,499.35,{"$f":"G15257*(1-VLOOKUP(F15257,Konditionen!$B:$D,3,0))","v":499.35}]
["Brandschutz","WK25VSBM","WK25VSBM350200","Brandschutzklappe WK25 350x200","Typ: WK25VSBM-350200 + WKSPAC",8006,482.5,{"$f":"G15270*(1-VLOOKUP(F15270,Konditionen!$B:$D,3,0))","v":482.5}]
["Brandschutz","WK25VSBM","WK25VSBM400450","Brandschutzklappe WK25 400x450","Typ: WK25VSBM-400450 + WKSPAC",8006,519.04999999999995,{"$f":"G15284*(1-VLOOKUP(F15284,Konditionen!$B:$D,3,0))","v":519.04999999999995}]
["Brandschutz","WK25VSBM","WK25VSBM500500","Brandschutzklappe WK25 500x500","Typ: WK25VSBM-500500 + WKSPAC",8006,539.04999999999995,{"$f":"G15303*(1-VLOOKUP(F15303,Konditionen!$B:$D,3,0))","v":539.04999999999995}]
["Brandschutz","WK25VSBM","WK25VSBM550500","Brandschutzklappe WK25 550x500","Typ: WK25VSBM-550500 + WKSPAC",8006,545.95000000000005,{"$f":"G15312*(1-VLOOKUP(F15312,Konditionen!$B:$D,3,0))","v":545.95000000000005}]
["Brandschutz","WK25VSBM","WK25VSBM600500","Brandschutzklappe WK25 600x500","Typ: WK25VSBM-600500 + WKSPAC",8006,552.35,{"$f":"G15321*(1-VLOOKUP(F15321,Konditionen!$B:$D,3,0))","v":552.35}]
["Brandschutz","WK25VSBM","WK25VSBM700250","Brandschutzklappe WK25 700x250","Typ: WK25VSBM-700250 + WKSPAC",8006,523.15,{"$f":"G15334*(1-VLOOKUP(F15334,Konditionen!$B:$D,3,0))","v":523.15}]
["Brandschutz","WK25VSBM","WK25VSBM750500","Brandschutzklappe WK25 750x500","Typ: WK25VSBM-750500 + WKSPAC",8006,571.95000000000005,{"$f":"G15348*(1-VLOOKUP(F15348,Konditionen!$B:$D,3,0))","v":571.95000000000005}]
["Brandschutz","WK25VSBM","WK25VSBM800400","Brandschutzklappe WK25 800x400","Typ: WK25VSBM-800400 + WKSPAC",8006,560,{"$f":"G15355*(1-VLOOKUP(F15355,Konditionen!$B:$D,3,0))","v":560}]
["Brandschutz","WK25DSBM","WK25DSBM100400","Brandschutzklappe WK25 100x400","Typ: WK25DSBM-100400 + WKSPAC",8006,499.35,{"$f":"G15364*(1-VLOOKUP(F15364,Konditionen!$B:$D,3,0))","v":499.35}]
["Brandschutz","WK25DSBM","WK25DSBM200550","Brandschutzklappe WK25 200x550","Typ: WK25DSBM-200550 + WKSPAC",8006,528.15,{"$f":"G15385*(1-VLOOKUP(F15385,Konditionen!$B:$D,3,0))","v":528.15}]
["Brandschutz","WK25DSBM","WK25DSBM300300","Brandschutzklappe WK25 300x300","Typ: WK25DSBM-300300 + WKSPAC",8006,512.54999999999995,{"$f":"G15398*(1-VLOOKUP(F15398,Konditionen!$B:$D,3,0))","v":512.54999999999995}]
["Brandschutz","WK25DSBM","WK25DSBM300450","Brandschutzklappe WK25 300x450","Typ: WK25DSBM-300450 + WKSPAC",8006,529.6,{"$f":"G15401*(1-VLOOKUP(F15401,Konditionen!$B:$D,3,0))","v":529.6}]
["Brandschutz","WK25DSBM","WK25DSBM400250","Brandschutzklappe WK25 400x250","Typ: WK25DSBM-400250 + WKSPAC",8006,518.20000000000005,{"$f":"G15415*(1-VLOOKUP(F15415,Konditionen!$B:$D,3,0))","v":518.20000000000005}]
["Brandschutz","WK25DSBM","WK25DSBM450450","Brandschutzklappe WK25 450x450","Typ: WK25DSBM-450450 + WKSPAC",8006,549.1,{"$f":"G15428*(1-VLOOKUP(F15428,Konditionen!$B:$D,3,0))","v":549.1}]
["Brandschutz","WK25DSBM","WK25DSBM500450","Brandschutzklappe WK25 500x450","Typ: WK25DSBM-500450 + WKSPAC",8006,555.29999999999995,{"$f":"G15437*(1-VLOOKUP(F15437,Konditionen!$B:$D,3,0))","v":555.29999999999995}]
["Brandschutz","WK25DSBM","WK25DSBM600200","Brandschutzklappe WK25 600x200","Typ: WK25DSBM-600200 + WKSPAC",8006,530.54999999999995,{"$f":"G15450*(1-VLOOKUP(F15450,Konditionen!$B:$D,3,0))","v":530.54999999999995}]
["Brandschutz","WK25DSBM","WK25DSBM650500","Brandschutzklappe WK25 650x500","Typ: WK25DSBM-650500 + WKSPAC",8006,582.85,{"$f":"G15465*(1-VLOOKUP(F15465,Konditionen!$B:$D,3,0))","v":582.85}]
["Brandschutz","WK25DSBM","WK25DSBM750300","Brandschutzklappe WK25 750x300","Typ: WK25DSBM-750300 + WKSPAC",8006,560.95000000000005,{"$f":"G15479*(1-VLOOKUP(F15479,Konditionen!$B:$D,3,0))","v":560.95000000000005}]
["Brandschutz","WK25DSBM","WK25DSBM800500","Brandschutzklappe WK25 800x500","Typ: WK25DSBM-800500 + WKSPAC",8006,606.5,{"$f":"G15492*(1-VLOOKUP(F15492,Konditionen!$B:$D,3,0))","v":606.5}]
["Luftdurchlässe","KZSM","KZSM6","Anschlußkasten KZSM 6 - 590x360/248","für OD-8/K1-625/54",70,132.4,{"$f":"G15501*(1-VLOOKUP(F15501,Konditionen!$B:$D,3,0))","v":132.4}]
["Brandschutz","WH45DGBM","WH45DGBM710","Brandschutzklappe WH45 710  230V","mit Stellmotor Belimo BF230T",8006,789,{"$f":"G15510*(1-VLOOKUP(F15510,Konditionen!$B:$D,3,0))","v":789}]
["Brandschutz","WH25DSBM","WH25DSBM160","Brandschutzklappe WH25 160  230V","mit Stellantrieb Belimo BFL230T",8006,447.3,{"$f":"G15518*(1-VLOOKUP(F15518,Konditionen!$B:$D,3,0))","v":447.3}]
["Brandschutz","WH25VSBM","WH25VSBM180","Brandschutzklappe WH25 180  24V","mit Stellantrieb Belimo BFL24T",8006,426.25,{"$f":"G15531*(1-VLOOKUP(F15531,Konditionen!$B:$D,3,0))","v":426.25}]
["Brandschutz","WH45DMBM","WH45DMBM300","Brandschutzklappe WH45 300  230V","mit Stellmotor Belimo BFN230T",8006,557.29999999999995,{"$f":"G15544*(1-VLOOKUP(F15544,Konditionen!$B:$D,3,0))","v":557.29999999999995}]
["Brandschutz","WH45VMBM","WH45VMBM200","Brandschutzklappe WH45 200  24V","mit Stellmotor Belimo BFN24T",8006,510.55,{"$f":"G15553*(1-VLOOKUP(F15553,Konditionen!$B:$D,3,0))","v":510.55}]
[{"$error":"#N/A"},"SRENOS","SRENOS3553000","Lindabrohr   SR    355.3000  Stück","gem.DIN EN 12237, ohne Stempel,",10,279.89999999999998,{"$f":"G15574*(1-VLOOKUP(F15574,Konditionen!$B:$D,3,0))","v":279.89999999999998}]
["Luftdurchlässe","OD8K1A","OD8K1A60048","Dralldurchlass     OD-8/K1/A/600/48","RAL 9010, Abluft, ohne Lamellen",70,40.1,{"$f":"G15582*(1-VLOOKUP(F15582,Konditionen!$B:$D,3,0))","v":40.1}]
["Luftdurchlässe","KZSM","KZSM2A","Anschlußkasten KZSM 2A 390x310/198","für KD-1A Gr. 5",70,86.55,{"$f":"G15595*(1-VLOOKUP(F15595,Konditionen!$B:$D,3,0))","v":86.55}]
["Luftdurchlässe","SD11V","SD11V625125VZ","Gitter Stahl       SD11-V-625x125mm","Rahmen mit Warzenlöchern, verzinkt",70,37.049999999999997,{"$f":"G15608*(1-VLOOKUP(F15608,Konditionen!$B:$D,3,0))","v":37.049999999999997}]
["Luftdurchlässe","SD11V","SD11V825425VZ","Gitter Stahl       SD11-V-825x425mm","Rahmen mit Warzenlöchern, verzinkt",70,92.05,{"$f":"G15617*(1-VLOOKUP(F15617,Konditionen!$B:$D,3,0))","v":92.05}]
["Luftdurchlässe","SD11V","SD11V1225125VZ","Gitter Stahl      SD11-V-1225x125mm","Rahmen mit Warzenlöchern, verzinkt",70,58.95,{"$f":"G15626*(1-VLOOKUP(F15626,Konditionen!$B:$D,3,0))","v":58.95}]
["Luftdurchlässe","SD12V","SD12V225125VZ","Gitter Stahl       SD12-V-225x125mm","Rahmen mit Warzenlöchern, verzinkt",70,27.5,{"$f":"G15639*(1-VLOOKUP(F15639,Konditionen!$B:$D,3,0))","v":27.5}]
["Luftdurchlässe","SD12V","SD12V1025225VZ","Gitter Stahl      SD12-V-1025x225mm","Rahmen mit Warzenlöchern, verzinkt",70,88.05,{"$f":"G15653*(1-VLOOKUP(F15653,Konditionen!$B:$D,3,0))","v":88.05}]
["Luftdurchlässe","SD12V","SD12V525525VZ","Gitter Stahl       SD12-V-525x525mm","Rahmen mit Warzenlöchern, verzinkt",70,67.8,{"$f":"G15668*(1-VLOOKUP(F15668,Konditionen!$B:$D,3,0))","v":67.8}]
["Luftdurchlässe","SD21V","SD21V225125VZ","Gitter Stahl       SD21-V-225x125mm","Rahmen mit Warzenlöchern, verzinkt",70,34.5,{"$f":"G15681*(1-VLOOKUP(F15681,Konditionen!$B:$D,3,0))","v":34.5}]
["Luftdurchlässe","SD21V","SD21V325225VZ","Gitter Stahl       SD21-V-325x225mm","Rahmen mit Warzenlöchern, verzinkt",70,51.7,{"$f":"G15690*(1-VLOOKUP(F15690,Konditionen!$B:$D,3,0))","v":51.7}]
["Luftdurchlässe","SD21V","SD21V1225325VZ","Gitter Stahl      SD21-V-1225x325mm","Rahmen mit Warzenlöchern, verzinkt",70,172.95,{"$f":"G15703*(1-VLOOKUP(F15703,Konditionen!$B:$D,3,0))","v":172.95}]
["Luftdurchlässe","SD21V","SD21V625425VZ","Gitter Stahl       SD21-V-625x425mm","Rahmen mit Warzenlöchern, verzinkt",70,108.7,{"$f":"G15706*(1-VLOOKUP(F15706,Konditionen!$B:$D,3,0))","v":108.7}]
["Luftdurchlässe","SD22V","SD22V82575VZ","Gitter Stahl        SD22-V-825x75mm","Rahmen mit Warzenlöchern, verzinkt",70,72.900000000000006,{"$f":"G15720*(1-VLOOKUP(F15720,Konditionen!$B:$D,3,0))","v":72.900000000000006}]
["Luftdurchlässe","SD22V","SD22V425225VZ","Gitter Stahl       SD22-V-425x225mm","Rahmen mit Warzenlöchern, verzinkt",70,59.65,{"$f":"G15733*(1-VLOOKUP(F15733,Konditionen!$B:$D,3,0))","v":59.65}]
["Luftdurchlässe","SD22V","SD22V625325VZ","Gitter Stahl       SD22-V-625x325mm","Rahmen mit Warzenlöchern, verzinkt",70,94.25,{"$f":"G15742*(1-VLOOKUP(F15742,Konditionen!$B:$D,3,0))","v":94.25}]
["Luftdurchlässe","MFS","MFS102575","Einbaurahmen Stahl    MFS-1025x75mm","zum Zusammenstecken",70,20.95,{"$f":"G15763*(1-VLOOKUP(F15763,Konditionen!$B:$D,3,0))","v":20.95}]
["Luftdurchlässe","MFS","MFS825125","Einbaurahmen Stahl    MFS-825x125mm","zum Zusammenstecken",70,18.95,{"$f":"G15770*(1-VLOOKUP(F15770,Konditionen!$B:$D,3,0))","v":18.95}]
["Luftdurchlässe","MFS","MFS625325","Einbaurahmen Stahl    MFS-625x325mm","zum Zusammenstecken",70,17,{"$f":"G15784*(1-VLOOKUP(F15784,Konditionen!$B:$D,3,0))","v":17}]
["Luftdurchlässe","MFS","MFS1025525","Einbaurahmen Stahl   MFS-1025x525mm","zum Zusammenstecken",70,31.25,{"$f":"G15797*(1-VLOOKUP(F15797,Konditionen!$B:$D,3,0))","v":31.25}]
["Luftdurchlässe","DGS","DGS122575","Mengeneinstellsatz    DGS-1225x75mm","als gegenläufige Mengenregulierung",70,64.349999999999994,{"$f":"G15806*(1-VLOOKUP(F15806,Konditionen!$B:$D,3,0))","v":64.349999999999994}]
["Luftdurchlässe","DGS","DGS225225","Mengeneinstellsatz    DGS-225x225mm","als gegenläufige Mengenregulierung",70,24.75,{"$f":"G15815*(1-VLOOKUP(F15815,Konditionen!$B:$D,3,0))","v":24.75}]
["Luftdurchlässe","DGS","DGS1025425","Mengeneinstellsatz   DGS-1025x425mm","als gegenläufige Mengenregulierung",70,103.45,{"$f":"G15834*(1-VLOOKUP(F15834,Konditionen!$B:$D,3,0))","v":103.45}]
["Luftdurchlässe","DGS","DGS525525","Mengeneinstellsatz    DGS-525x525mm","als gegenläufige Mengenregulierung",70,67.599999999999994,{"$f":"G15836*(1-VLOOKUP(F15836,Konditionen!$B:$D,3,0))","v":67.599999999999994}]
["Luftdurchlässe","SD11V","SD11V5255259010","Gitter Stahl       SD11-V-525x525mm","Rahmen mit Warzenlöchern, RAL9010",70,66.900000000000006,{"$f":"G15849*(1-VLOOKUP(F15849,Konditionen!$B:$D,3,0))","v":66.900000000000006}]
["Luftdurchlässe","SD11V","SD11V12252259010","Gitter Stahl      SD11-V-1225x225mm","Rahmen mit Warzenlöchern, RAL9010",70,82.25,{"$f":"G15870*(1-VLOOKUP(F15870,Konditionen!$B:$D,3,0))","v":82.25}]
["Luftdurchlässe","SD12V","SD12V825759010","Gitter Stahl        SD12-V-825x75mm","Rahmen mit Warzenlöchern, RAL9010",70,56.8,{"$f":"G15879*(1-VLOOKUP(F15879,Konditionen!$B:$D,3,0))","v":56.8}]
["Luftdurchlässe","SD12V","SD12V8251259010","Gitter Stahl       SD12-V-825x125mm","Rahmen mit Warzenlöchern, RAL9010",70,63.3,{"$f":"G15887*(1-VLOOKUP(F15887,Konditionen!$B:$D,3,0))","v":63.3}]
["Luftdurchlässe","SD12V","SD12V5253259010","Gitter Stahl       SD12-V-525x325mm","Rahmen mit Warzenlöchern, RAL9010",70,57.1,{"$f":"G15900*(1-VLOOKUP(F15900,Konditionen!$B:$D,3,0))","v":57.1}]
["Luftdurchlässe","SD12V","SD12V10254259010","Gitter Stahl      SD12-V-1025x425mm","Rahmen mit Warzenlöchern, RAL9010",70,109.05,{"$f":"G15909*(1-VLOOKUP(F15909,Konditionen!$B:$D,3,0))","v":109.05}]
["Luftdurchlässe","SD21V","SD21V1025759010","Gitter Stahl       SD21-V-1025x75mm","Rahmen mit Warzenlöchern, RAL9010",70,88.05,{"$f":"G15922*(1-VLOOKUP(F15922,Konditionen!$B:$D,3,0))","v":88.05}]
["Luftdurchlässe","SD21V","SD21V12251259010","Gitter Stahl      SD21-V-1225x125mm","Rahmen mit Warzenlöchern, RAL9010",70,106.7,{"$f":"G15931*(1-VLOOKUP(F15931,Konditionen!$B:$D,3,0))","v":106.7}]
["Luftdurchlässe","SD21V","SD21V10254259010","Gitter Stahl      SD21-V-1025x425mm","Rahmen mit Warzenlöchern, RAL9010",70,171.15,{"$f":"G15951*(1-VLOOKUP(F15951,Konditionen!$B:$D,3,0))","v":171.15}]
["Luftdurchlässe","SD22V","SD22V1025759010","Gitter Stahl       SD22-V-1025x75mm","Rahmen mit Warzenlöchern, RAL9010",70,85,{"$f":"G15964*(1-VLOOKUP(F15964,Konditionen!$B:$D,3,0))","v":85}]
["Luftdurchlässe","SD22V","SD22V12251259010","Gitter Stahl      SD22-V-1225x125mm","Rahmen mit Warzenlöchern, RAL9010",70,107.8,{"$f":"G15973*(1-VLOOKUP(F15973,Konditionen!$B:$D,3,0))","v":107.8}]
["Luftdurchlässe","SD22V","SD22V8253259010","Gitter Stahl       SD22-V-825x325mm","Rahmen mit Warzenlöchern, RAL9010",70,125,{"$f":"G15986*(1-VLOOKUP(F15986,Konditionen!$B:$D,3,0))","v":125}]
["Luftdurchlässe","SD22V","SD22V5255259010","Gitter Stahl       SD22-V-525x525mm","Rahmen mit Warzenlöchern, RAL9010",70,106.2,{"$f":"G15995*(1-VLOOKUP(F15995,Konditionen!$B:$D,3,0))","v":106.2}]
["Luftdurchlässe","SD11V","SD11V5251259003","Gitter Stahl       SD11-V-525x125mm","Rahmen mit Warzenlöchern, RAL9003",70,30.75,{"$f":"G16004*(1-VLOOKUP(F16004,Konditionen!$B:$D,3,0))","v":30.75}]
["Luftdurchlässe","SD11V","SD11V8251259003","Gitter Stahl       SD11-V-825x125mm","Rahmen mit Warzenlöchern, RAL9003",70,46.6,{"$f":"G16016*(1-VLOOKUP(F16016,Konditionen!$B:$D,3,0))","v":46.6}]
["Luftdurchlässe","SD11V","SD11V10254259003","Gitter Stahl      SD11-V-1025x425mm","Rahmen mit Warzenlöchern, RAL9003",70,104.35,{"$f":"G16025*(1-VLOOKUP(F16025,Konditionen!$B:$D,3,0))","v":104.35}]
["Luftdurchlässe","SD12V","SD12V825759003","Gitter Stahl        SD12-V-825x75mm","Rahmen mit Warzenlöchern, RAL9003",70,56.8,{"$f":"G16038*(1-VLOOKUP(F16038,Konditionen!$B:$D,3,0))","v":56.8}]
["Luftdurchlässe","SD12V","SD12V5253259003","Gitter Stahl       SD12-V-525x325mm","Rahmen mit Warzenlöchern, RAL9003",70,57.1,{"$f":"G16059*(1-VLOOKUP(F16059,Konditionen!$B:$D,3,0))","v":57.1}]
["Luftdurchlässe","SD12V","SD12V4254259003","Gitter Stahl       SD12-V-425x425mm","Rahmen mit Warzenlöchern, RAL9003",70,53.85,{"$f":"G16064*(1-VLOOKUP(F16064,Konditionen!$B:$D,3,0))","v":53.85}]
["Luftdurchlässe","SD21V","SD21V825759003","Gitter Stahl        SD21-V-825x75mm","Rahmen mit Warzenlöchern, RAL9003",70,75.25,{"$f":"G16080*(1-VLOOKUP(F16080,Konditionen!$B:$D,3,0))","v":75.25}]
["Luftdurchlässe","SD21V","SD21V10251259003","Gitter Stahl      SD21-V-1025x125mm","Rahmen mit Warzenlöchern, RAL9003",70,92.95,{"$f":"G16089*(1-VLOOKUP(F16089,Konditionen!$B:$D,3,0))","v":92.95}]
["Luftdurchlässe","SD21V","SD21V6253259003","Gitter Stahl       SD21-V-625x325mm","Rahmen mit Warzenlöchern, RAL9003",70,94.25,{"$f":"G16102*(1-VLOOKUP(F16102,Konditionen!$B:$D,3,0))","v":94.25}]
["Luftdurchlässe","SD21V","SD21V12254259003","Gitter Stahl      SD21-V-1225x425mm","Rahmen mit Warzenlöchern, RAL9003",70,203.7,{"$f":"G16111*(1-VLOOKUP(F16111,Konditionen!$B:$D,3,0))","v":203.7}]
["Luftdurchlässe","SD22V","SD22V5251259003","Gitter Stahl       SD22-V-525x125mm","Rahmen mit Warzenlöchern, RAL9003",70,52.95,{"$f":"G16128*(1-VLOOKUP(F16128,Konditionen!$B:$D,3,0))","v":52.95}]
["Luftdurchlässe","SD22V","SD22V12251259003","Gitter Stahl      SD22-V-1225x125mm","Rahmen mit Warzenlöchern, RAL9003",70,107.8,{"$f":"G16132*(1-VLOOKUP(F16132,Konditionen!$B:$D,3,0))","v":107.8}]
["Luftdurchlässe","SD22V","SD22V12254259003","Gitter Stahl      SD22-V-1225x425mm","Rahmen mit Warzenlöchern, RAL9003",70,199.3,{"$f":"G16153*(1-VLOOKUP(F16153,Konditionen!$B:$D,3,0))","v":199.3}]
["Luftdurchlässe","SD11C","SD11C52575VZ","Gitter Stahl        SD11-C-525x75mm","Rahmen mit Klemmfedern, verzinkt",70,26.75,{"$f":"G16162*(1-VLOOKUP(F16162,Konditionen!$B:$D,3,0))","v":26.75}]
["Luftdurchlässe","SD11C","SD11C825125VZ","Gitter Stahl       SD11-C-825x125mm","Rahmen mit Klemmfedern, verzinkt",70,46.6,{"$f":"G16175*(1-VLOOKUP(F16175,Konditionen!$B:$D,3,0))","v":46.6}]
["Luftdurchlässe","SD11C","SD11C1025425VZ","Gitter Stahl      SD11-C-1025x425mm","Rahmen mit Klemmfedern, verzinkt",70,104.35,{"$f":"G16184*(1-VLOOKUP(F16184,Konditionen!$B:$D,3,0))","v":104.35}]
["Luftdurchlässe","SD12C","SD12C22575VZ","Gitter Stahl        SD12-C-225x75mm","Rahmen mit Klemmfedern, verzinkt",70,25.85,{"$f":"G16192*(1-VLOOKUP(F16192,Konditionen!$B:$D,3,0))","v":25.85}]
["Luftdurchlässe","SD12C","SD12C825125VZ","Gitter Stahl       SD12-C-825x125mm","Rahmen mit Klemmfedern, verzinkt",70,63.3,{"$f":"G16205*(1-VLOOKUP(F16205,Konditionen!$B:$D,3,0))","v":63.3}]
["Luftdurchlässe","SD12C","SD12C1025225VZ","Gitter Stahl      SD12-C-1025x225mm","Rahmen mit Klemmfedern, verzinkt",70,88.05,{"$f":"G16214*(1-VLOOKUP(F16214,Konditionen!$B:$D,3,0))","v":88.05}]
["Luftdurchlässe","SD12C","SD12C1025425VZ","Gitter Stahl      SD12-C-1025x425mm","Rahmen mit Klemmfedern, verzinkt",70,109.05,{"$f":"G16227*(1-VLOOKUP(F16227,Konditionen!$B:$D,3,0))","v":109.05}]
["Luftdurchlässe","SD21C","SD21C1025125VZ","Gitter Stahl      SD21-C-1025x125mm","Rahmen mit Klemmfedern, verzinkt",70,92.95,{"$f":"G16248*(1-VLOOKUP(F16248,Konditionen!$B:$D,3,0))","v":92.95}]
["Luftdurchlässe","SD21C","SD21C1025225VZ","Gitter Stahl      SD21-C-1025x225mm","Rahmen mit Klemmfedern, verzinkt",70,120.65,{"$f":"G16256*(1-VLOOKUP(F16256,Konditionen!$B:$D,3,0))","v":120.65}]
["Luftdurchlässe","SD21C","SD21C1025425VZ","Gitter Stahl      SD21-C-1025x425mm","Rahmen mit Klemmfedern, verzinkt",70,171.15,{"$f":"G16269*(1-VLOOKUP(F16269,Konditionen!$B:$D,3,0))","v":171.15}]
["Luftdurchlässe","SD22C","SD22C42575VZ","Gitter Stahl        SD22-C-425x75mm","Rahmen mit Klemmfedern, verzinkt",70,42.15,{"$f":"G16278*(1-VLOOKUP(F16278,Konditionen!$B:$D,3,0))","v":42.15}]
["Luftdurchlässe","SD22C","SD22C1225125VZ","Gitter Stahl      SD22-C-1225x125mm","Rahmen mit Klemmfedern, verzinkt",70,107.8,{"$f":"G16291*(1-VLOOKUP(F16291,Konditionen!$B:$D,3,0))","v":107.8}]
["Luftdurchlässe","SD22C","SD22C325325VZ","Gitter Stahl       SD22-C-325x325mm","Rahmen mit Klemmfedern, verzinkt",70,60.35,{"$f":"G16300*(1-VLOOKUP(F16300,Konditionen!$B:$D,3,0))","v":60.35}]
["Luftdurchlässe","SD22C","SD22C1025525VZ","Gitter Stahl      SD22-C-1025x525mm","Rahmen mit Klemmfedern, verzinkt",70,194.65,{"$f":"G16316*(1-VLOOKUP(F16316,Konditionen!$B:$D,3,0))","v":194.65}]
["Luftdurchlässe","SD11C","SD11C525759010","Gitter Stahl        SD11-C-525x75mm","Rahmen mit Klemmfedern, RAL9010",70,26.75,{"$f":"G16321*(1-VLOOKUP(F16321,Konditionen!$B:$D,3,0))","v":26.75}]
["Luftdurchlässe","SD11C","SD11C10253259010","Gitter Stahl      SD11-C-1025x325mm","Rahmen mit Klemmfedern, RAL9010",70,88.75,{"$f":"G16342*(1-VLOOKUP(F16342,Konditionen!$B:$D,3,0))","v":88.75}]
["Luftdurchlässe","SD11C","SD11C10254259010","Gitter Stahl      SD11-C-1025x425mm","Rahmen mit Klemmfedern, RAL9010",70,104.35,{"$f":"G16343*(1-VLOOKUP(F16343,Konditionen!$B:$D,3,0))","v":104.35}]
["Luftdurchlässe","SD12C","SD12C8251259010","Gitter Stahl       SD12-C-825x125mm","Rahmen mit Klemmfedern, RAL9010",70,63.3,{"$f":"G16364*(1-VLOOKUP(F16364,Konditionen!$B:$D,3,0))","v":63.3}]
["Luftdurchlässe","SD12C","SD12C4252259010","Gitter Stahl       SD12-C-425x225mm","Rahmen mit Klemmfedern, RAL9010",70,45,{"$f":"G16369*(1-VLOOKUP(F16369,Konditionen!$B:$D,3,0))","v":45}]
["Luftdurchlässe","SD12C","SD12C8254259010","Gitter Stahl       SD12-C-825x425mm","Rahmen mit Klemmfedern, RAL9010",70,91,{"$f":"G16385*(1-VLOOKUP(F16385,Konditionen!$B:$D,3,0))","v":91}]
["Luftdurchlässe","SD21C","SD21C325759010","Gitter Stahl        SD21-C-325x75mm","Rahmen mit Klemmfedern, RAL9010",70,38.299999999999997,{"$f":"G16394*(1-VLOOKUP(F16394,Konditionen!$B:$D,3,0))","v":38.299999999999997}]
["Luftdurchlässe","SD21C","SD21C4251259010","Gitter Stahl       SD21-C-425x125mm","Rahmen mit Klemmfedern, RAL9010",70,46.6,{"$f":"G16403*(1-VLOOKUP(F16403,Konditionen!$B:$D,3,0))","v":46.6}]
["Luftdurchlässe","SD21C","SD21C12252259010","Gitter Stahl      SD21-C-1225x225mm","Rahmen mit Klemmfedern, RAL9010",70,140.69999999999999,{"$f":"G16416*(1-VLOOKUP(F16416,Konditionen!$B:$D,3,0))","v":140.69999999999999}]
["Luftdurchlässe","SD21C","SD21C10255259010","Gitter Stahl      SD21-C-1025x525mm","Rahmen mit Klemmfedern, RAL9010",70,196.45,{"$f":"G16433*(1-VLOOKUP(F16433,Konditionen!$B:$D,3,0))","v":196.45}]
["Luftdurchlässe","SD22C","SD22C425759010","Gitter Stahl        SD22-C-425x75mm","Rahmen mit Klemmfedern, RAL9010",70,42.15,{"$f":"G16437*(1-VLOOKUP(F16437,Konditionen!$B:$D,3,0))","v":42.15}]
["Luftdurchlässe","SD22C","SD22C12252259010","Gitter Stahl      SD22-C-1225x225mm","Rahmen mit Klemmfedern, RAL9010",70,140.9,{"$f":"G16458*(1-VLOOKUP(F16458,Konditionen!$B:$D,3,0))","v":140.9}]
["Luftdurchlässe","SD22C","SD22C5254259010","Gitter Stahl       SD22-C-525x425mm","Rahmen mit Klemmfedern, RAL9010",70,93.35,{"$f":"G16467*(1-VLOOKUP(F16467,Konditionen!$B:$D,3,0))","v":93.35}]
["Luftdurchlässe","SD11C","SD11C525759003","Gitter Stahl        SD11-C-525x75mm","Rahmen mit Klemmfedern, RAL9003",70,26.75,{"$f":"G16480*(1-VLOOKUP(F16480,Konditionen!$B:$D,3,0))","v":26.75}]
["Luftdurchlässe","SD11C","SD11C625759003","Gitter Stahl        SD11-C-625x75mm","Rahmen mit Klemmfedern, RAL9003",70,32.35,{"$f":"G16486*(1-VLOOKUP(F16486,Konditionen!$B:$D,3,0))","v":32.35}]
["Luftdurchlässe","SD11C","SD11C10253259003","Gitter Stahl      SD11-C-1025x325mm","Rahmen mit Klemmfedern, RAL9003",70,88.75,{"$f":"G16501*(1-VLOOKUP(F16501,Konditionen!$B:$D,3,0))","v":88.75}]
["Luftdurchlässe","SD12C","SD12C225759003","Gitter Stahl        SD12-C-225x75mm","Rahmen mit Klemmfedern, RAL9003",70,25.85,{"$f":"G16510*(1-VLOOKUP(F16510,Konditionen!$B:$D,3,0))","v":25.85}]
["Luftdurchlässe","SD12C","SD12C8252259003","Gitter Stahl       SD12-C-825x225mm","Rahmen mit Klemmfedern, RAL9003",70,74.3,{"$f":"G16531*(1-VLOOKUP(F16531,Konditionen!$B:$D,3,0))","v":74.3}]
["Luftdurchlässe","SD12C","SD12C10252259003","Gitter Stahl      SD12-C-1025x225mm","Rahmen mit Klemmfedern, RAL9003",70,88.05,{"$f":"G16532*(1-VLOOKUP(F16532,Konditionen!$B:$D,3,0))","v":88.05}]
["Luftdurchlässe","SD12C","SD12C10255259003","Gitter Stahl      SD12-C-1025x525mm","Rahmen mit Klemmfedern, RAL9003",70,119.2,{"$f":"G16550*(1-VLOOKUP(F16550,Konditionen!$B:$D,3,0))","v":119.2}]
["Luftdurchlässe","SD21C","SD21C3251259003","Gitter Stahl       SD21-C-325x125mm","Rahmen mit Klemmfedern, RAL9003",70,40.5,{"$f":"G16561*(1-VLOOKUP(F16561,Konditionen!$B:$D,3,0))","v":40.5}]
["Luftdurchlässe","SD21C","SD21C10252259003","Gitter Stahl      SD21-C-1025x225mm","Rahmen mit Klemmfedern, RAL9003",70,120.65,{"$f":"G16574*(1-VLOOKUP(F16574,Konditionen!$B:$D,3,0))","v":120.65}]
["Luftdurchlässe","SD21C","SD21C4254259003","Gitter Stahl       SD21-C-425x425mm","Rahmen mit Klemmfedern, RAL9003",70,81.05,{"$f":"G16583*(1-VLOOKUP(F16583,Konditionen!$B:$D,3,0))","v":81.05}]
["Luftdurchlässe","SD22C","SD22C425759003","Gitter Stahl        SD22-C-425x75mm","Rahmen mit Klemmfedern, RAL9003",70,42.15,{"$f":"G16596*(1-VLOOKUP(F16596,Konditionen!$B:$D,3,0))","v":42.15}]
["Luftdurchlässe","SD22C","SD22C3251259003","Gitter Stahl       SD22-C-325x125mm","Rahmen mit Klemmfedern, RAL9003",70,40.5,{"$f":"G16603*(1-VLOOKUP(F16603,Konditionen!$B:$D,3,0))","v":40.5}]
["Luftdurchlässe","SD22C","SD22C4254259003","Gitter Stahl       SD22-C-425x425mm","Rahmen mit Klemmfedern, RAL9003",70,81.05,{"$f":"G16625*(1-VLOOKUP(F16625,Konditionen!$B:$D,3,0))","v":81.05}]
["Luftdurchlässe","SD22C","SD22C5254259003","Gitter Stahl       SD22-C-525x425mm","Rahmen mit Klemmfedern, RAL9003",70,93.35,{"$f":"G16626*(1-VLOOKUP(F16626,Konditionen!$B:$D,3,0))","v":93.35}]
["Luftdurchlässe","AD11V","AD11V525125ELOX","Gitter Aluminium   AD11-V-525x125mm","sicht. Schraubbef., natureloxiert",70,36.65,{"$f":"G16647*(1-VLOOKUP(F16647,Konditionen!$B:$D,3,0))","v":36.65}]
["Luftdurchlässe","AD11V","AD11V225325ELOX","Gitter Aluminium   AD11-V-225x325mm","sicht. Schraubbef., natureloxiert",70,39.200000000000003,{"$f":"G16660*(1-VLOOKUP(F16660,Konditionen!$B:$D,3,0))","v":39.200000000000003}]
["Luftdurchlässe","AD11V","AD11V1225325ELOX","Gitter Aluminium  AD11-V-1225x325mm","sicht. Schraubbef., natureloxiert",70,118.5,{"$f":"G16667*(1-VLOOKUP(F16667,Konditionen!$B:$D,3,0))","v":118.5}]
["Luftdurchlässe","AD11V","AD11V325525ELOX","Gitter Aluminium   AD11-V-325x525mm","sicht. Schraubbef., natureloxiert",70,60.75,{"$f":"G16677*(1-VLOOKUP(F16677,Konditionen!$B:$D,3,0))","v":60.75}]
["Luftdurchlässe","AD12V","AD12V102575ELOX","Gitter Aluminium   AD12-V-1025x75mm","sicht. Schraubbef., natureloxiert",70,70.849999999999994,{"$f":"G16690*(1-VLOOKUP(F16690,Konditionen!$B:$D,3,0))","v":70.849999999999994}]
["Luftdurchlässe","AD12V","AD12V1225125ELOX","Gitter Aluminium  AD12-V-1225x125mm","sicht. Schraubbef., natureloxiert",70,88.05,{"$f":"G16699*(1-VLOOKUP(F16699,Konditionen!$B:$D,3,0))","v":88.05}]
["Luftdurchlässe","AD12V","AD12V625425ELOX","Gitter Aluminium   AD12-V-625x425mm","sicht. Schraubbef., natureloxiert",70,84.8,{"$f":"G16720*(1-VLOOKUP(F16720,Konditionen!$B:$D,3,0))","v":84.8}]
["Luftdurchlässe","AD12V","AD12V825425ELOX","Gitter Aluminium   AD12-V-825x425mm","sicht. Schraubbef., natureloxiert",70,107.4,{"$f":"G16721*(1-VLOOKUP(F16721,Konditionen!$B:$D,3,0))","v":107.4}]
["Luftdurchlässe","AD21V","AD21V102575ELOX","Gitter Aluminium   AD21-V-1025x75mm","sicht. Schraubbef., natureloxiert",70,91.5,{"$f":"G16738*(1-VLOOKUP(F16738,Konditionen!$B:$D,3,0))","v":91.5}]
["Luftdurchlässe","AD21V","AD21V1025225ELOX","Gitter Aluminium  AD21-V-1025x225mm","sicht. Schraubbef., natureloxiert",70,142.69999999999999,{"$f":"G16754*(1-VLOOKUP(F16754,Konditionen!$B:$D,3,0))","v":142.69999999999999}]
["Luftdurchlässe","AD21V","AD21V1225325ELOX","Gitter Aluminium  AD21-V-1225x325mm","sicht. Schraubbef., natureloxiert",70,211.65,{"$f":"G16763*(1-VLOOKUP(F16763,Konditionen!$B:$D,3,0))","v":211.65}]
["Luftdurchlässe","AD21V","AD21V225525ELOX","Gitter Aluminium   AD21-V-225x525mm","sicht. Schraubbef., natureloxiert",70,76.650000000000006,{"$f":"G16772*(1-VLOOKUP(F16772,Konditionen!$B:$D,3,0))","v":76.650000000000006}]
["Luftdurchlässe","AD22V","AD22V82575ELOX","Gitter Aluminium    AD22-V-825x75mm","sicht. Schraubbef., natureloxiert",70,78.5,{"$f":"G16785*(1-VLOOKUP(F16785,Konditionen!$B:$D,3,0))","v":78.5}]
["Luftdurchlässe","AD22V","AD22V1025225ELOX","Gitter Aluminium  AD22-V-1025x225mm","sicht. Schraubbef., natureloxiert",70,142.69999999999999,{"$f":"G16802*(1-VLOOKUP(F16802,Konditionen!$B:$D,3,0))","v":142.69999999999999}]
["Luftdurchlässe","AD22V","AD22V425425ELOX","Gitter Aluminium   AD22-V-425x425mm","sicht. Schraubbef., natureloxiert",70,98.25,{"$f":"G16814*(1-VLOOKUP(F16814,Konditionen!$B:$D,3,0))","v":98.25}]
["Luftdurchlässe","AD22V","AD22V525425ELOX","Gitter Aluminium   AD22-V-525x425mm","sicht. Schraubbef., natureloxiert",70,113.9,{"$f":"G16815*(1-VLOOKUP(F16815,Konditionen!$B:$D,3,0))","v":113.9}]
["Luftdurchlässe","AD11V","AD11V2251259010","Gitter Aluminium   AD11-V-225x125mm","sicht. Schraubbefestigung, RAL9010",70,26.75,{"$f":"G16836*(1-VLOOKUP(F16836,Konditionen!$B:$D,3,0))","v":26.75}]
["Luftdurchlässe","AD11V","AD11V8252259010","Gitter Aluminium   AD11-V-825x225mm","sicht. Schraubbefestigung, RAL9010",70,76.349999999999994,{"$f":"G16849*(1-VLOOKUP(F16849,Konditionen!$B:$D,3,0))","v":76.349999999999994}]
["Luftdurchlässe","AD11V","AD11V5253259010","Gitter Aluminium   AD11-V-525x325mm","sicht. Schraubbefestigung, RAL9010",70,57.3,{"$f":"G16855*(1-VLOOKUP(F16855,Konditionen!$B:$D,3,0))","v":57.3}]
["Luftdurchlässe","AD11V","AD11V10254259010","Gitter Aluminium  AD11-V-1025x425mm","sicht. Schraubbefestigung, RAL9010",70,125.7,{"$f":"G16866*(1-VLOOKUP(F16866,Konditionen!$B:$D,3,0))","v":125.7}]
["Luftdurchlässe","AD12V","AD12V525759010","Gitter Aluminium    AD12-V-525x75mm","sicht. Schraubbefestigung, RAL9010",70,39.9,{"$f":"G16879*(1-VLOOKUP(F16879,Konditionen!$B:$D,3,0))","v":39.9}]
["Luftdurchlässe","AD12V","AD12V6251259010","Gitter Aluminium   AD12-V-625x125mm","sicht. Schraubbefestigung, RAL9010",70,53.35,{"$f":"G16888*(1-VLOOKUP(F16888,Konditionen!$B:$D,3,0))","v":53.35}]
["Luftdurchlässe","AD12V","AD12V3253259010","Gitter Aluminium   AD12-V-325x325mm","sicht. Schraubbefestigung, RAL9010",70,45,{"$f":"G16901*(1-VLOOKUP(F16901,Konditionen!$B:$D,3,0))","v":45}]
["Luftdurchlässe","AD12V","AD12V5255259010","Gitter Aluminium   AD12-V-525x525mm","sicht. Schraubbefestigung, RAL9010",70,79.900000000000006,{"$f":"G16919*(1-VLOOKUP(F16919,Konditionen!$B:$D,3,0))","v":79.900000000000006}]
["Luftdurchlässe","AD21V","AD21V1025759010","Gitter Aluminium   AD21-V-1025x75mm","sicht. Schraubbefestigung, RAL9010",70,91.5,{"$f":"G16930*(1-VLOOKUP(F16930,Konditionen!$B:$D,3,0))","v":91.5}]
["Luftdurchlässe","AD21V","AD21V5252259010","Gitter Aluminium   AD21-V-525x225mm","sicht. Schraubbefestigung, RAL9010",70,76.650000000000006,{"$f":"G16943*(1-VLOOKUP(F16943,Konditionen!$B:$D,3,0))","v":76.650000000000006}]
["Luftdurchlässe","AD21V","AD21V6253259010","Gitter Aluminium   AD21-V-625x325mm","sicht. Schraubbefestigung, RAL9010",70,117.15,{"$f":"G16952*(1-VLOOKUP(F16952,Konditionen!$B:$D,3,0))","v":117.15}]
["Luftdurchlässe","AD21V","AD21V8254259010","Gitter Aluminium   AD21-V-825x425mm","sicht. Schraubbefestigung, RAL9010",70,183.75,{"$f":"G16961*(1-VLOOKUP(F16961,Konditionen!$B:$D,3,0))","v":183.75}]
["Luftdurchlässe","AD22V","AD22V225759010","Gitter Aluminium    AD22-V-225x75mm","sicht. Schraubbefestigung, RAL9010",70,31.95,{"$f":"G16972*(1-VLOOKUP(F16972,Konditionen!$B:$D,3,0))","v":31.95}]
["Luftdurchlässe","AD22V","AD22V4251259010","Gitter Aluminium   AD22-V-425x125mm","sicht. Schraubbefestigung, RAL9010",70,51.7,{"$f":"G16982*(1-VLOOKUP(F16982,Konditionen!$B:$D,3,0))","v":51.7}]
["Luftdurchlässe","AD22V","AD22V12252259010","Gitter Aluminium  AD22-V-1225x225mm","sicht. Schraubbefestigung, RAL9010",70,169.5,{"$f":"G16995*(1-VLOOKUP(F16995,Konditionen!$B:$D,3,0))","v":169.5}]
["Luftdurchlässe","AD22V","AD22V2254259010","Gitter Aluminium   AD22-V-225x425mm","sicht. Schraubbefestigung, RAL9010",70,66.599999999999994,{"$f":"G17004*(1-VLOOKUP(F17004,Konditionen!$B:$D,3,0))","v":66.599999999999994}]
["Luftdurchlässe","AD11V","AD11V825759003","Gitter Aluminium    AD11-V-825x75mm","sicht. Schraubbefestigung, RAL9003",70,50.1,{"$f":"G17025*(1-VLOOKUP(F17025,Konditionen!$B:$D,3,0))","v":50.1}]
["Luftdurchlässe","AD11V","AD11V2252259003","Gitter Aluminium   AD11-V-225x225mm","sicht. Schraubbefestigung, RAL9003",70,33.1,{"$f":"G17036*(1-VLOOKUP(F17036,Konditionen!$B:$D,3,0))","v":33.1}]
["Luftdurchlässe","AD11V","AD11V4253259003","Gitter Aluminium   AD11-V-425x325mm","sicht. Schraubbefestigung, RAL9003",70,51.5,{"$f":"G17046*(1-VLOOKUP(F17046,Konditionen!$B:$D,3,0))","v":51.5}]
["Luftdurchlässe","AD11V","AD11V12254259003","Gitter Aluminium  AD11-V-1225x425mm","sicht. Schraubbefestigung, RAL9003",70,143.25,{"$f":"G17059*(1-VLOOKUP(F17059,Konditionen!$B:$D,3,0))","v":143.25}]
["Luftdurchlässe","AD12V","AD12V225759003","Gitter Aluminium    AD12-V-225x75mm","sicht. Schraubbefestigung, RAL9003",70,26.55,{"$f":"G17068*(1-VLOOKUP(F17068,Konditionen!$B:$D,3,0))","v":26.55}]
["Luftdurchlässe","AD12V","AD12V3251259003","Gitter Aluminium   AD12-V-325x125mm","sicht. Schraubbefestigung, RAL9003",70,33.6,{"$f":"G17077*(1-VLOOKUP(F17077,Konditionen!$B:$D,3,0))","v":33.6}]
["Luftdurchlässe","AD12V","AD12V8252259003","Gitter Aluminium   AD12-V-825x225mm","sicht. Schraubbefestigung, RAL9003",70,80.099999999999994,{"$f":"G17089*(1-VLOOKUP(F17089,Konditionen!$B:$D,3,0))","v":80.099999999999994}]
["Luftdurchlässe","AD12V","AD12V10253259003","Gitter Aluminium  AD12-V-1025x325mm","sicht. Schraubbefestigung, RAL9003",70,109.05,{"$f":"G17098*(1-VLOOKUP(F17098,Konditionen!$B:$D,3,0))","v":109.05}]
["Luftdurchlässe","AD21V","AD21V525759003","Gitter Aluminium    AD21-V-525x75mm","sicht. Schraubbefestigung, RAL9003",70,50.1,{"$f":"G17119*(1-VLOOKUP(F17119,Konditionen!$B:$D,3,0))","v":50.1}]
["Luftdurchlässe","AD21V","AD21V2252259003","Gitter Aluminium   AD21-V-225x225mm","sicht. Schraubbefestigung, RAL9003",70,46.1,{"$f":"G17132*(1-VLOOKUP(F17132,Konditionen!$B:$D,3,0))","v":46.1}]
["Luftdurchlässe","AD21V","AD21V3253259003","Gitter Aluminium   AD21-V-325x325mm","sicht. Schraubbefestigung, RAL9003",70,68,{"$f":"G17141*(1-VLOOKUP(F17141,Konditionen!$B:$D,3,0))","v":68}]
["Luftdurchlässe","AD21V","AD21V8254259003","Gitter Aluminium   AD21-V-825x425mm","sicht. Schraubbefestigung, RAL9003",70,183.75,{"$f":"G17153*(1-VLOOKUP(F17153,Konditionen!$B:$D,3,0))","v":183.75}]
["Luftdurchlässe","AD21V","AD21V10255259003","Gitter Aluminium  AD21-V-1025x525mm","sicht. Schraubbefestigung, RAL9003",70,250,{"$f":"G17162*(1-VLOOKUP(F17162,Konditionen!$B:$D,3,0))","v":250}]
["Luftdurchlässe","AD22V","AD22V1225759003","Gitter Aluminium   AD22-V-1225x75mm","sicht. Schraubbefestigung, RAL9003",70,108.1,{"$f":"G17171*(1-VLOOKUP(F17171,Konditionen!$B:$D,3,0))","v":108.1}]
["Luftdurchlässe","AD22V","AD22V6252259003","Gitter Aluminium   AD22-V-625x225mm","sicht. Schraubbefestigung, RAL9003",70,95.3,{"$f":"G17184*(1-VLOOKUP(F17184,Konditionen!$B:$D,3,0))","v":95.3}]
["Luftdurchlässe","AD22V","AD22V8253259003","Gitter Aluminium   AD22-V-825x325mm","sicht. Schraubbefestigung, RAL9003",70,152.30000000000001,{"$f":"G17193*(1-VLOOKUP(F17193,Konditionen!$B:$D,3,0))","v":152.30000000000001}]
["Luftdurchlässe","AD11C","AD11C42575ELOX","Gitter Aluminium    AD11-C-425x75mm","mit Klemmfedern, natureloxiert",70,29.1,{"$f":"G17214*(1-VLOOKUP(F17214,Konditionen!$B:$D,3,0))","v":29.1}]
["Luftdurchlässe","AD11C","AD11C625125ELOX","Gitter Aluminium   AD11-C-625x125mm","mit Klemmfedern, natureloxiert",70,47.05,{"$f":"G17224*(1-VLOOKUP(F17224,Konditionen!$B:$D,3,0))","v":47.05}]
["Luftdurchlässe","AD11C","AD11C1225225ELOX","Gitter Aluminium  AD11-C-1225x225mm","mit Klemmfedern, natureloxiert",70,95.3,{"$f":"G17235*(1-VLOOKUP(F17235,Konditionen!$B:$D,3,0))","v":95.3}]
["Luftdurchlässe","AD11C","AD11C625425ELOX","Gitter Aluminium   AD11-C-625x425mm","mit Klemmfedern, natureloxiert",70,87.55,{"$f":"G17248*(1-VLOOKUP(F17248,Konditionen!$B:$D,3,0))","v":87.55}]
["Luftdurchlässe","AD11C","AD11C825525ELOX","Gitter Aluminium   AD11-C-825x525mm","mit Klemmfedern, natureloxiert",70,129.5,{"$f":"G17257*(1-VLOOKUP(F17257,Konditionen!$B:$D,3,0))","v":129.5}]
["Luftdurchlässe","AD12C","AD12C102575ELOX","Gitter Aluminium   AD12-C-1025x75mm","mit Klemmfedern, natureloxiert",70,70.849999999999994,{"$f":"G17266*(1-VLOOKUP(F17266,Konditionen!$B:$D,3,0))","v":70.849999999999994}]
["Luftdurchlässe","AD12C","AD12C325225ELOX","Gitter Aluminium   AD12-C-325x225mm","mit Klemmfedern, natureloxiert",70,39.200000000000003,{"$f":"G17277*(1-VLOOKUP(F17277,Konditionen!$B:$D,3,0))","v":39.200000000000003}]
["Luftdurchlässe","AD12C","AD12C525325ELOX","Gitter Aluminium   AD12-C-525x325mm","mit Klemmfedern, natureloxiert",70,60.75,{"$f":"G17287*(1-VLOOKUP(F17287,Konditionen!$B:$D,3,0))","v":60.75}]
["Luftdurchlässe","AD12C","AD12C225525ELOX","Gitter Aluminium   AD12-C-225x525mm","mit Klemmfedern, natureloxiert",70,47.05,{"$f":"G17300*(1-VLOOKUP(F17300,Konditionen!$B:$D,3,0))","v":47.05}]
["Luftdurchlässe","AD21C","AD21C825125ELOX","Gitter Aluminium   AD21-C-825x125mm","mit Klemmfedern, natureloxiert",70,92.65,{"$f":"G17321*(1-VLOOKUP(F17321,Konditionen!$B:$D,3,0))","v":92.65}]
["Luftdurchlässe","AD21C","AD21C1025225ELOX","Gitter Aluminium  AD21-C-1025x225mm","mit Klemmfedern, natureloxiert",70,142.69999999999999,{"$f":"G17330*(1-VLOOKUP(F17330,Konditionen!$B:$D,3,0))","v":142.69999999999999}]
["Luftdurchlässe","AD21C","AD21C325425ELOX","Gitter Aluminium   AD21-C-325x425mm","mit Klemmfedern, natureloxiert",70,81.75,{"$f":"G17341*(1-VLOOKUP(F17341,Konditionen!$B:$D,3,0))","v":81.75}]
["Luftdurchlässe","AD21C","AD21C525525ELOX","Gitter Aluminium   AD21-C-525x525mm","mit Klemmfedern, natureloxiert",70,133.44999999999999,{"$f":"G17351*(1-VLOOKUP(F17351,Konditionen!$B:$D,3,0))","v":133.44999999999999}]
["Luftdurchlässe","AD22C","AD22C62575ELOX","Gitter Aluminium    AD22-C-625x75mm","mit Klemmfedern, natureloxiert",70,62.2,{"$f":"G17360*(1-VLOOKUP(F17360,Konditionen!$B:$D,3,0))","v":62.2}]
["Luftdurchlässe","AD22C","AD22C325225ELOX","Gitter Aluminium   AD22-C-325x225mm","mit Klemmfedern, natureloxiert",70,55.7,{"$f":"G17373*(1-VLOOKUP(F17373,Konditionen!$B:$D,3,0))","v":55.7}]
["Luftdurchlässe","AD22C","AD22C425325ELOX","Gitter Aluminium   AD22-C-425x325mm","mit Klemmfedern, natureloxiert",70,81.75,{"$f":"G17382*(1-VLOOKUP(F17382,Konditionen!$B:$D,3,0))","v":81.75}]
["Luftdurchlässe","AD22C","AD22C1025425ELOX","Gitter Aluminium  AD22-C-1025x425mm","mit Klemmfedern, natureloxiert",70,213.8,{"$f":"G17394*(1-VLOOKUP(F17394,Konditionen!$B:$D,3,0))","v":213.8}]
["Luftdurchlässe","AD11C","AD11C5251259010","Gitter Aluminium   AD11-C-525x125mm","Rahmen mit Klemmfedern, RAL9010",70,36.65,{"$f":"G17415*(1-VLOOKUP(F17415,Konditionen!$B:$D,3,0))","v":36.65}]
["Luftdurchlässe","AD11C","AD11C6252259010","Gitter Aluminium   AD11-C-625x225mm","Rahmen mit Klemmfedern, RAL9010",70,59.85,{"$f":"G17424*(1-VLOOKUP(F17424,Konditionen!$B:$D,3,0))","v":59.85}]
["Luftdurchlässe","AD11C","AD11C3254259010","Gitter Aluminium   AD11-C-325x425mm","Rahmen mit Klemmfedern, RAL9010",70,53.15,{"$f":"G17437*(1-VLOOKUP(F17437,Konditionen!$B:$D,3,0))","v":53.15}]
["Luftdurchlässe","AD11C","AD11C4255259010","Gitter Aluminium   AD11-C-425x525mm","Rahmen mit Klemmfedern, RAL9010",70,70.150000000000006,{"$f":"G17446*(1-VLOOKUP(F17446,Konditionen!$B:$D,3,0))","v":70.150000000000006}]
["Luftdurchlässe","AD12C","AD12C425759010","Gitter Aluminium    AD12-C-425x75mm","Rahmen mit Klemmfedern, RAL9010",70,35.450000000000003,{"$f":"G17454*(1-VLOOKUP(F17454,Konditionen!$B:$D,3,0))","v":35.450000000000003}]
["Luftdurchlässe","AD12C","AD12C12251259010","Gitter Aluminium  AD12-C-1225x125mm","Rahmen mit Klemmfedern, RAL9010",70,88.05,{"$f":"G17467*(1-VLOOKUP(F17467,Konditionen!$B:$D,3,0))","v":88.05}]
["Luftdurchlässe","AD12C","AD12C2253259010","Gitter Aluminium   AD12-C-225x325mm","Rahmen mit Klemmfedern, RAL9010",70,37.549999999999997,{"$f":"G17476*(1-VLOOKUP(F17476,Konditionen!$B:$D,3,0))","v":37.549999999999997}]
["Luftdurchlässe","AD12C","AD12C8254259010","Gitter Aluminium   AD12-C-825x425mm","Rahmen mit Klemmfedern, RAL9010",70,107.4,{"$f":"G17489*(1-VLOOKUP(F17489,Konditionen!$B:$D,3,0))","v":107.4}]
["Luftdurchlässe","AD21C","AD21C4251259010","Gitter Aluminium   AD21-C-425x125mm","Rahmen mit Klemmfedern, RAL9010",70,51.7,{"$f":"G17510*(1-VLOOKUP(F17510,Konditionen!$B:$D,3,0))","v":51.7}]
["Luftdurchlässe","AD21C","AD21C4252259010","Gitter Aluminium   AD21-C-425x225mm","Rahmen mit Klemmfedern, RAL9010",70,66.599999999999994,{"$f":"G17518*(1-VLOOKUP(F17518,Konditionen!$B:$D,3,0))","v":66.599999999999994}]
["Luftdurchlässe","AD21C","AD21C12253259010","Gitter Aluminium  AD21-C-1225x325mm","Rahmen mit Klemmfedern, RAL9010",70,211.65,{"$f":"G17531*(1-VLOOKUP(F17531,Konditionen!$B:$D,3,0))","v":211.65}]
["Luftdurchlässe","AD21C","AD21C2255259010","Gitter Aluminium   AD21-C-225x525mm","Rahmen mit Klemmfedern, RAL9010",70,76.650000000000006,{"$f":"G17540*(1-VLOOKUP(F17540,Konditionen!$B:$D,3,0))","v":76.650000000000006}]
["Luftdurchlässe","AD22C","AD22C825759010","Gitter Aluminium    AD22-C-825x75mm","Rahmen mit Klemmfedern, RAL9010",70,78.5,{"$f":"G17553*(1-VLOOKUP(F17553,Konditionen!$B:$D,3,0))","v":78.5}]
["Luftdurchlässe","AD22C","AD22C10251259010","Gitter Aluminium  AD22-C-1025x125mm","Rahmen mit Klemmfedern, RAL9010",70,108.7,{"$f":"G17562*(1-VLOOKUP(F17562,Konditionen!$B:$D,3,0))","v":108.7}]
["Luftdurchlässe","AD22C","AD22C12252259010","Gitter Aluminium  AD22-C-1225x225mm","Rahmen mit Klemmfedern, RAL9010",70,169.5,{"$f":"G17571*(1-VLOOKUP(F17571,Konditionen!$B:$D,3,0))","v":169.5}]
["Luftdurchlässe","AD22C","AD22C5254259010","Gitter Aluminium   AD22-C-525x425mm","Rahmen mit Klemmfedern, RAL9010",70,113.9,{"$f":"G17583*(1-VLOOKUP(F17583,Konditionen!$B:$D,3,0))","v":113.9}]
["Luftdurchlässe","AD11C","AD11C2251259003","Gitter Aluminium   AD11-C-225x125mm","Rahmen mit Klemmfedern, RAL9003",70,26.75,{"$f":"G17604*(1-VLOOKUP(F17604,Konditionen!$B:$D,3,0))","v":26.75}]
["Luftdurchlässe","AD11C","AD11C3252259003","Gitter Aluminium   AD11-C-325x225mm","Rahmen mit Klemmfedern, RAL9003",70,37.25,{"$f":"G17613*(1-VLOOKUP(F17613,Konditionen!$B:$D,3,0))","v":37.25}]
["Luftdurchlässe","AD11C","AD11C10253259003","Gitter Aluminium  AD11-C-1025x325mm","Rahmen mit Klemmfedern, RAL9003",70,105.05,{"$f":"G17626*(1-VLOOKUP(F17626,Konditionen!$B:$D,3,0))","v":105.05}]
["Luftdurchlässe","AD11C","AD11C12254259003","Gitter Aluminium  AD11-C-1225x425mm","Rahmen mit Klemmfedern, RAL9003",70,143.25,{"$f":"G17635*(1-VLOOKUP(F17635,Konditionen!$B:$D,3,0))","v":143.25}]
["Luftdurchlässe","AD12C","AD12C525759003","Gitter Aluminium    AD12-C-525x75mm","Rahmen mit Klemmfedern, RAL9003",70,39.9,{"$f":"G17647*(1-VLOOKUP(F17647,Konditionen!$B:$D,3,0))","v":39.9}]
["Luftdurchlässe","AD12C","AD12C6251259003","Gitter Aluminium   AD12-C-625x125mm","Rahmen mit Klemmfedern, RAL9003",70,53.35,{"$f":"G17656*(1-VLOOKUP(F17656,Konditionen!$B:$D,3,0))","v":53.35}]
["Luftdurchlässe","AD12C","AD12C8252259003","Gitter Aluminium   AD12-C-825x225mm","Rahmen mit Klemmfedern, RAL9003",70,80.099999999999994,{"$f":"G17665*(1-VLOOKUP(F17665,Konditionen!$B:$D,3,0))","v":80.099999999999994}]
["Luftdurchlässe","AD12C","AD12C4254259003","Gitter Aluminium   AD12-C-425x425mm","Rahmen mit Klemmfedern, RAL9003",70,61.1,{"$f":"G17678*(1-VLOOKUP(F17678,Konditionen!$B:$D,3,0))","v":61.1}]
["Luftdurchlässe","AD21C","AD21C1225759003","Gitter Aluminium   AD21-C-1225x75mm","Rahmen mit Klemmfedern, RAL9003",70,108.1,{"$f":"G17699*(1-VLOOKUP(F17699,Konditionen!$B:$D,3,0))","v":108.1}]
["Luftdurchlässe","AD21C","AD21C5252259003","Gitter Aluminium   AD21-C-525x225mm","Rahmen mit Klemmfedern, RAL9003",70,76.650000000000006,{"$f":"G17711*(1-VLOOKUP(F17711,Konditionen!$B:$D,3,0))","v":76.650000000000006}]
["Luftdurchlässe","AD21C","AD21C6253259003","Gitter Aluminium   AD21-C-625x325mm","Rahmen mit Klemmfedern, RAL9003",70,117.15,{"$f":"G17720*(1-VLOOKUP(F17720,Konditionen!$B:$D,3,0))","v":117.15}]
["Luftdurchlässe","AD21C","AD21C8254259003","Gitter Aluminium   AD21-C-825x425mm","Rahmen mit Klemmfedern, RAL9003",70,183.75,{"$f":"G17729*(1-VLOOKUP(F17729,Konditionen!$B:$D,3,0))","v":183.75}]
["Luftdurchlässe","AD22C","AD22C425759003","Gitter Aluminium    AD22-C-425x75mm","Rahmen mit Klemmfedern, RAL9003",70,44.1,{"$f":"G17742*(1-VLOOKUP(F17742,Konditionen!$B:$D,3,0))","v":44.1}]
["Luftdurchlässe","AD22C","AD22C5251259003","Gitter Aluminium   AD22-C-525x125mm","Rahmen mit Klemmfedern, RAL9003",70,58.95,{"$f":"G17751*(1-VLOOKUP(F17751,Konditionen!$B:$D,3,0))","v":58.95}]
["Luftdurchlässe","AD22C","AD22C10253259003","Gitter Aluminium  AD22-C-1025x325mm","Rahmen mit Klemmfedern, RAL9003",70,176.95,{"$f":"G17770*(1-VLOOKUP(F17770,Konditionen!$B:$D,3,0))","v":176.95}]
["Luftdurchlässe","AD22C","AD22C2254259003","Gitter Aluminium   AD22-C-225x425mm","Rahmen mit Klemmfedern, RAL9003",70,66.599999999999994,{"$f":"G17772*(1-VLOOKUP(F17772,Konditionen!$B:$D,3,0))","v":66.599999999999994}]
["Luftdurchlässe","MFA","MFA82575","Einbaurahmen Stahl     MFA-825x75mm","zum Zusammenstecken",70,10.5,{"$f":"G17793*(1-VLOOKUP(F17793,Konditionen!$B:$D,3,0))","v":10.5}]
["Luftdurchlässe","MFA","MFA425225","Einbaurahmen Stahl    MFA-425x225mm","zum Zusammenstecken",70,8.6999999999999993,{"$f":"G17806*(1-VLOOKUP(F17806,Konditionen!$B:$D,3,0))","v":8.6999999999999993}]
["Luftdurchlässe","MFA","MFA525325","Einbaurahmen Stahl    MFA-525x325mm","zum Zusammenstecken",70,10.1,{"$f":"G17815*(1-VLOOKUP(F17815,Konditionen!$B:$D,3,0))","v":10.1}]
["Luftdurchlässe","MFA","MFA525425","Einbaurahmen Stahl    MFA-525x425mm","zum Zusammenstecken",70,10.8,{"$f":"G17823*(1-VLOOKUP(F17823,Konditionen!$B:$D,3,0))","v":10.8}]
["Luftdurchlässe","DGA","DGA22575","Mengeneinstellsatz     DGA-225x75mm","als gegenläufige Mengenregulierung",70,21.5,{"$f":"G17836*(1-VLOOKUP(F17836,Konditionen!$B:$D,3,0))","v":21.5}]
["Luftdurchlässe","DGA","DGA325125","Mengeneinstellsatz    DGA-325x125mm","als gegenläufige Mengenregulierung",70,27.3,{"$f":"G17845*(1-VLOOKUP(F17845,Konditionen!$B:$D,3,0))","v":27.3}]
["Luftdurchlässe","DGA","DGA425225","Mengeneinstellsatz    DGA-425x225mm","als gegenläufige Mengenregulierung",70,35.450000000000003,{"$f":"G17854*(1-VLOOKUP(F17854,Konditionen!$B:$D,3,0))","v":35.450000000000003}]
["Luftdurchlässe","DGA","DGA1225325","Mengeneinstellsatz   DGA-1225x325mm","als gegenläufige Mengenregulierung",70,143.94999999999999,{"$f":"G17867*(1-VLOOKUP(F17867,Konditionen!$B:$D,3,0))","v":143.94999999999999}]
["Luftdurchlässe","SD11C","SD11C32575VZ","Gitter Stahl        SD11-C-325x75mm","Rahmen mit Klemmfedern, verzinkt",70,23.1,{"$f":"G17887*(1-VLOOKUP(F17887,Konditionen!$B:$D,3,0))","v":23.1}]
["Luftdurchlässe","SD11V","SD11V325125VZ","Gitter Stahl       SD11-V-325x125mm","Rahmen mit Warzenlöchern, verzinkt",70,26.35,{"$f":"G17900*(1-VLOOKUP(F17900,Konditionen!$B:$D,3,0))","v":26.35}]
["Luftdurchlässe","SD11V","SD11V3252259003","Gitter Stahl       SD11-V-325x225mm","Rahmen mit Warzenlöchern, RAL9003",70,35.200000000000003,{"$f":"G17909*(1-VLOOKUP(F17909,Konditionen!$B:$D,3,0))","v":35.200000000000003}]
["Luftdurchlässe","SD11C","SD11C4252259010","Gitter Stahl       SD11-C-425x225mm","Rahmen mit Klemmfedern, RAL9010",70,38.299999999999997,{"$f":"G17918*(1-VLOOKUP(F17918,Konditionen!$B:$D,3,0))","v":38.299999999999997}]
["Luftdurchlässe","SD11V","SD11V425759010","Gitter Stahl        SD11-V-425x75mm","Rahmen mit Warzenlöchern, RAL9010",70,24.95,{"$f":"G17931*(1-VLOOKUP(F17931,Konditionen!$B:$D,3,0))","v":24.95}]
["Luftdurchlässe","SD11V","SD11V4254259003","Gitter Stahl       SD11-V-425x425mm","Rahmen mit Warzenlöchern, RAL9003",70,53.15,{"$f":"G17940*(1-VLOOKUP(F17940,Konditionen!$B:$D,3,0))","v":53.15}]
["Brandschutz","WH25C","WH25C100","Brandschutzklappe WH25C 100","L = 350 mm",8006,105.25,{"$f":"G17952*(1-VLOOKUP(F17952,Konditionen!$B:$D,3,0))","v":105.25}]
["Brandschutz","WH25C","WH25C280","Brandschutzklappe WH25C 280","L = 350 mm",8006,132.4,{"$f":"G17961*(1-VLOOKUP(F17961,Konditionen!$B:$D,3,0))","v":132.4}]
["Brandschutz","WK25C","WK25C100500","Brandschutzklappe WK25C 100x500","Typ: WK25C-S0-M0-100500 + WKSPAC",8006,188.35,{"$f":"G17982*(1-VLOOKUP(F17982,Konditionen!$B:$D,3,0))","v":188.35}]
["Brandschutz","WK25C","WK25C200250","Brandschutzklappe WK25C 200x250","Typ: WK25C-S0-M0-200250 + WKSPAC",8006,176.6,{"$f":"G17995*(1-VLOOKUP(F17995,Konditionen!$B:$D,3,0))","v":176.6}]
["Brandschutz","WK25C","WK25C250250","Brandschutzklappe WK25C 250x250","Typ: WK25C-S0-M0-250250 + WKSPAC",8006,181.65,{"$f":"G18004*(1-VLOOKUP(F18004,Konditionen!$B:$D,3,0))","v":181.65}]
["Brandschutz","WK25C","WK25C300200","Brandschutzklappe WK25C 300x200","Typ: WK25C-S0-M0-300200 + WKSPAC",8006,180.9,{"$f":"G18012*(1-VLOOKUP(F18012,Konditionen!$B:$D,3,0))","v":180.9}]
["Brandschutz","WK25C","WK25C350400","Brandschutzklappe WK25C 350x400","Typ: WK25C-S0-M0-350400 + WKSPAC",8006,211.7,{"$f":"G18025*(1-VLOOKUP(F18025,Konditionen!$B:$D,3,0))","v":211.7}]
["Brandschutz","WK25C","WK25C400400","Brandschutzklappe WK25C 400x400","Typ: WK25C-S0-M0-400400 + WKSPAC",8006,218.95,{"$f":"G18034*(1-VLOOKUP(F18034,Konditionen!$B:$D,3,0))","v":218.95}]
["Brandschutz","WK25C","WK25C450600","Brandschutzklappe WK25C 450x600","Typ: WK25C-S0-M0-450600 + WKSPAC",8006,252.85,{"$f":"G18047*(1-VLOOKUP(F18047,Konditionen!$B:$D,3,0))","v":252.85}]
["Brandschutz","WK25C","WK25C550200","Brandschutzklappe WK25C 550x200","Typ: WK25C-S0-M0-550200 + WKSPAC",8006,206.8,{"$f":"G18057*(1-VLOOKUP(F18057,Konditionen!$B:$D,3,0))","v":206.8}]
["Brandschutz","WK25C","WK25C650250","Brandschutzklappe WK25C 650x250","Typ: WK25C-S0-M0-650250 + WKSPAC",8006,224.3,{"$f":"G18076*(1-VLOOKUP(F18076,Konditionen!$B:$D,3,0))","v":224.3}]
["Brandschutz","WK25C","WK25C700450","Brandschutzklappe WK25C 700x450","Typ: WK25C-S0-M0-700450 + WKSPAC",8006,263.89999999999998,{"$f":"G18089*(1-VLOOKUP(F18089,Konditionen!$B:$D,3,0))","v":263.89999999999998}]
["Brandschutz","WK25C","WK25C750450","Brandschutzklappe WK25C 750x450","Typ: WK25C-S0-M0-750450 + WKSPAC",8006,270.8,{"$f":"G18098*(1-VLOOKUP(F18098,Konditionen!$B:$D,3,0))","v":270.8}]
["Brandschutz","WK25CS2","WK25CS2100200","Brandschutzklappe WK25C 100x200","Typ: WK25C-S2-M0-100200 + WKSPAC",8006,184.35,{"$f":"G18111*(1-VLOOKUP(F18111,Konditionen!$B:$D,3,0))","v":184.35}]
["Brandschutz","WK25CS2","WK25CS2150250","Brandschutzklappe WK25C 150x250","Typ: WK25C-S2-M0-150250 + WKSPAC",8006,195.25,{"$f":"G18121*(1-VLOOKUP(F18121,Konditionen!$B:$D,3,0))","v":195.25}]
["Brandschutz","WK25CS2","WK25CS2150600","Brandschutzklappe WK25C 150x600","Typ: WK25C-S2-M0-150600 + WKSPAC",8006,231.9,{"$f":"G18128*(1-VLOOKUP(F18128,Konditionen!$B:$D,3,0))","v":231.9}]
["Brandschutz","WK25CS2","WK25CS2250350","Brandschutzklappe WK25C 250x350","Typ: WK25C-S2-M0-250350 + WKSPAC",8006,218.85,{"$f":"G18141*(1-VLOOKUP(F18141,Konditionen!$B:$D,3,0))","v":218.85}]
["Brandschutz","WK25CS2","WK25CS2300350","Brandschutzklappe WK25C 300x350","Typ: WK25C-S2-M0-300350 + WKSPAC",8006,224.8,{"$f":"G18150*(1-VLOOKUP(F18150,Konditionen!$B:$D,3,0))","v":224.8}]
["Brandschutz","WK25CS2","WK25CS2400500","Brandschutzklappe WK25C 400x500","Typ: WK25C-S2-M0-400500 + WKSPAC",8006,259.89999999999998,{"$f":"G18171*(1-VLOOKUP(F18171,Konditionen!$B:$D,3,0))","v":259.89999999999998}]
["Brandschutz","WK25CS2","WK25CS2450200","Brandschutzklappe WK25C 450x200","Typ: WK25C-S2-M0-450200 + WKSPAC",8006,222.5,{"$f":"G18174*(1-VLOOKUP(F18174,Konditionen!$B:$D,3,0))","v":222.5}]
["Brandschutz","WK25CS2","WK25CS2550200","Brandschutzklappe WK25C 550x200","Typ: WK25C-S2-M0-550200 + WKSPAC",8006,232.95,{"$f":"G18192*(1-VLOOKUP(F18192,Konditionen!$B:$D,3,0))","v":232.95}]
["Brandschutz","WK25CS2","WK25CS2600400","Brandschutzklappe WK25C 600x400","Typ: WK25C-S2-M0-600400 + WKSPAC",8006,271.10000000000002,{"$f":"G18205*(1-VLOOKUP(F18205,Konditionen!$B:$D,3,0))","v":271.10000000000002}]
["Brandschutz","WK25CS2","WK25CS2650400","Brandschutzklappe WK25C 650x400","Typ: WK25C-S2-M0-650400 + WKSPAC",8006,277.39999999999998,{"$f":"G18214*(1-VLOOKUP(F18214,Konditionen!$B:$D,3,0))","v":277.39999999999998}]
["Brandschutz","WK25CS2","WK25CS2700400","Brandschutzklappe WK25C 700x400","Typ: WK25C-S2-M0-700400 + WKSPAC",8006,283.64999999999998,{"$f":"G18223*(1-VLOOKUP(F18223,Konditionen!$B:$D,3,0))","v":283.64999999999998}]
["Brandschutz","WK25CS2","WK25CS2800250","Brandschutzklappe WK25C 800x250","Typ: WK25C-S2-M0-800250 + WKSPAC",8006,267.45,{"$f":"G18238*(1-VLOOKUP(F18238,Konditionen!$B:$D,3,0))","v":267.45}]
["Brandschutz","WK25CS2","WK25CS2800550","Brandschutzklappe WK25C 800x550","Typ: WK25C-S2-M0-800550 + WKSPAC",8006,330.5,{"$f":"G18244*(1-VLOOKUP(F18244,Konditionen!$B:$D,3,0))","v":330.5}]
["Flexrohre und Schalldämpfer","FSA","FSA160550","Schalldämpfer           FSA 160.550","beidseitig Safe-Anschluss",31,93.15,{"$f":"G18265*(1-VLOOKUP(F18265,Konditionen!$B:$D,3,0))","v":93.15}]
["Flexrohre und Schalldämpfer","FSAFU","FSAFU200550","Schalldämpfer         FSAFU 200.550","einseitig Safe und einseitig Muffe",31,118.8,{"$f":"G18278*(1-VLOOKUP(F18278,Konditionen!$B:$D,3,0))","v":118.8}]
["Flexrohre und Schalldämpfer","FSAMF","FSAMF1251100","Schalldämpfer        FSAMF 125.1100","beidseitig Muffe",31,93.65,{"$f":"G18287*(1-VLOOKUP(F18287,Konditionen!$B:$D,3,0))","v":93.65}]
["Luftdurchlässe","AE11C","AE11C62575ELOX","Gitter Aluminium    AE11-C-625x75mm","mit Klemmfedern, natureloxiert",70,41.05,{"$f":"G18300*(1-VLOOKUP(F18300,Konditionen!$B:$D,3,0))","v":41.05}]
["Luftdurchlässe","AE11C","AE11C825125ELOX","Gitter Aluminium   AE11-C-825x125mm","mit Klemmfedern, natureloxiert",70,59.15,{"$f":"G18309*(1-VLOOKUP(F18309,Konditionen!$B:$D,3,0))","v":59.15}]
["Luftdurchlässe","AE11C","AE11C825225ELOX","Gitter Aluminium   AE11-C-825x225mm","mit Klemmfedern, natureloxiert",70,75.95,{"$f":"G18317*(1-VLOOKUP(F18317,Konditionen!$B:$D,3,0))","v":75.95}]
["Luftdurchlässe","AE11C","AE11C425425ELOX","Gitter Aluminium   AE11-C-425x425mm","mit Klemmfedern, natureloxiert",70,69.2,{"$f":"G18330*(1-VLOOKUP(F18330,Konditionen!$B:$D,3,0))","v":69.2}]
["Luftdurchlässe","AE11C","AE11C525525ELOX","Gitter Aluminium   AE11-C-525x525mm","mit Klemmfedern, natureloxiert",70,92.05,{"$f":"G18339*(1-VLOOKUP(F18339,Konditionen!$B:$D,3,0))","v":92.05}]
["Luftdurchlässe","AE11C","AE11C2251259010","Gitter Aluminium   AE11-C-225x125mm","Rahmen mit Klemmfedern, RAL9010",70,31.95,{"$f":"G18352*(1-VLOOKUP(F18352,Konditionen!$B:$D,3,0))","v":31.95}]
["Luftdurchlässe","AE11C","AE11C4252259010","Gitter Aluminium   AE11-C-425x225mm","Rahmen mit Klemmfedern, RAL9010",70,49.35,{"$f":"G18362*(1-VLOOKUP(F18362,Konditionen!$B:$D,3,0))","v":49.35}]
["Luftdurchlässe","AE11C","AE11C8254259010","Gitter Aluminium   AE11-C-825x425mm","Rahmen mit Klemmfedern, RAL9010",70,112,{"$f":"G18381*(1-VLOOKUP(F18381,Konditionen!$B:$D,3,0))","v":112}]
["Luftdurchlässe","AE11C","AE11C425759003","Gitter Aluminium    AE11-C-425x75mm","Rahmen mit Klemmfedern, RAL9003",70,33.799999999999997,{"$f":"G18394*(1-VLOOKUP(F18394,Konditionen!$B:$D,3,0))","v":33.799999999999997}]
["Luftdurchlässe","AE11C","AE11C5251259003","Gitter Aluminium   AE11-C-525x125mm","Rahmen mit Klemmfedern, RAL9003",70,44.5,{"$f":"G18403*(1-VLOOKUP(F18403,Konditionen!$B:$D,3,0))","v":44.5}]
["Luftdurchlässe","AE11C","AE11C6252259003","Gitter Aluminium   AE11-C-625x225mm","Rahmen mit Klemmfedern, RAL9003",70,62.9,{"$f":"G18412*(1-VLOOKUP(F18412,Konditionen!$B:$D,3,0))","v":62.9}]
["Luftdurchlässe","AE11C","AE11C4254259003","Gitter Aluminium   AE11-C-425x425mm","Rahmen mit Klemmfedern, RAL9003",70,69.2,{"$f":"G18426*(1-VLOOKUP(F18426,Konditionen!$B:$D,3,0))","v":69.2}]
["Luftdurchlässe","AE11C","AE11C3255259003","Gitter Aluminium   AE11-C-325x525mm","Rahmen mit Klemmfedern, RAL9003",70,67.8,{"$f":"G18433*(1-VLOOKUP(F18433,Konditionen!$B:$D,3,0))","v":67.8}]
["Luftdurchlässe","AE11V","AE11V102575ELOX","Gitter Aluminium   AE11-V-1025x75mm","sicht. Schraubbef., natureloxiert",70,57.5,{"$f":"G18446*(1-VLOOKUP(F18446,Konditionen!$B:$D,3,0))","v":57.5}]
["Luftdurchlässe","AE11V","AE11V525325ELOX","Gitter Aluminium   AE11-V-525x325mm","sicht. Schraubbef., natureloxiert",70,67.8,{"$f":"G18467*(1-VLOOKUP(F18467,Konditionen!$B:$D,3,0))","v":67.8}]
["Luftdurchlässe","AE11V","AE11V625425ELOX","Gitter Aluminium   AE11-V-625x425mm","sicht. Schraubbef., natureloxiert",70,89.7,{"$f":"G18476*(1-VLOOKUP(F18476,Konditionen!$B:$D,3,0))","v":89.7}]
["Luftdurchlässe","AE11V","AE11V425759010","Gitter Aluminium    AE11-V-425x75mm","sicht. Schraubbefestigung, RAL9010",70,33.799999999999997,{"$f":"G18490*(1-VLOOKUP(F18490,Konditionen!$B:$D,3,0))","v":33.799999999999997}]
["Luftdurchlässe","AE11V","AE11V3251259010","Gitter Aluminium   AE11-V-325x125mm","sicht. Schraubbefestigung, RAL9010",70,35.950000000000003,{"$f":"G18497*(1-VLOOKUP(F18497,Konditionen!$B:$D,3,0))","v":35.950000000000003}]
["Luftdurchlässe","AE11V","AE11V4252259010","Gitter Aluminium   AE11-V-425x225mm","sicht. Schraubbefestigung, RAL9010",70,49.35,{"$f":"G18506*(1-VLOOKUP(F18506,Konditionen!$B:$D,3,0))","v":49.35}]
["Luftdurchlässe","AE11V","AE11V12253259010","Gitter Aluminium  AE11-V-1225x325mm","sicht. Schraubbefestigung, RAL9010",70,140.19999999999999,{"$f":"G18519*(1-VLOOKUP(F18519,Konditionen!$B:$D,3,0))","v":140.19999999999999}]
["Luftdurchlässe","AE11V","AE11V2255259010","Gitter Aluminium   AE11-V-225x525mm","sicht. Schraubbefestigung, RAL9010",70,55.7,{"$f":"G18528*(1-VLOOKUP(F18528,Konditionen!$B:$D,3,0))","v":55.7}]
["Luftdurchlässe","AE11V","AE11V1225759003","Gitter Aluminium   AE11-V-1225x75mm","sicht. Schraubbefestigung, RAL9003",70,72.7,{"$f":"G18543*(1-VLOOKUP(F18543,Konditionen!$B:$D,3,0))","v":72.7}]
["Luftdurchlässe","AE11V","AE11V3253259003","Gitter Aluminium   AE11-V-325x325mm","sicht. Schraubbefestigung, RAL9003",70,51,{"$f":"G18561*(1-VLOOKUP(F18561,Konditionen!$B:$D,3,0))","v":51}]
["Luftdurchlässe","AE11V","AE11V4254259003","Gitter Aluminium   AE11-V-425x425mm","sicht. Schraubbefestigung, RAL9003",70,69.2,{"$f":"G18570*(1-VLOOKUP(F18570,Konditionen!$B:$D,3,0))","v":69.2}]
["Luftdurchlässe","AE11V","AE11V12255259003","Gitter Aluminium  AE11-V-1225x525mm","sicht. Schraubbefestigung, RAL9003",70,190.65,{"$f":"G18583*(1-VLOOKUP(F18583,Konditionen!$B:$D,3,0))","v":190.65}]
["Luftdurchlässe","AE12C","AE12C225125ELOX","Gitter Aluminium   AE12-C-225x125mm","mit Klemmfedern, natureloxiert",70,38.5,{"$f":"G18592*(1-VLOOKUP(F18592,Konditionen!$B:$D,3,0))","v":38.5}]
["Luftdurchlässe","AE12C","AE12C1225225ELOX","Gitter Aluminium  AE12-C-1225x225mm","mit Klemmfedern, natureloxiert",70,138.05000000000001,{"$f":"G18607*(1-VLOOKUP(F18607,Konditionen!$B:$D,3,0))","v":138.05000000000001}]
["Luftdurchlässe","AE12C","AE12C825325ELOX","Gitter Aluminium   AE12-C-825x325mm","mit Klemmfedern, natureloxiert",70,112.7,{"$f":"G18613*(1-VLOOKUP(F18613,Konditionen!$B:$D,3,0))","v":112.7}]
["Luftdurchlässe","AE12C","AE12C1025425ELOX","Gitter Aluminium  AE12-C-1025x425mm","mit Klemmfedern, natureloxiert",70,163,{"$f":"G18622*(1-VLOOKUP(F18622,Konditionen!$B:$D,3,0))","v":163}]
["Luftdurchlässe","AE12C","AE12C525759010","Gitter Aluminium    AE12-C-525x75mm","Rahmen mit Klemmfedern, RAL9010",70,45,{"$f":"G18635*(1-VLOOKUP(F18635,Konditionen!$B:$D,3,0))","v":45}]
["Luftdurchlässe","AE12C","AE12C2253259010","Gitter Aluminium   AE12-C-225x325mm","Rahmen mit Klemmfedern, RAL9010",70,52.45,{"$f":"G18656*(1-VLOOKUP(F18656,Konditionen!$B:$D,3,0))","v":52.45}]
["Luftdurchlässe","AE12C","AE12C5254259010","Gitter Aluminium   AE12-C-525x425mm","Rahmen mit Klemmfedern, RAL9010",70,97.1,{"$f":"G18667*(1-VLOOKUP(F18667,Konditionen!$B:$D,3,0))","v":97.1}]
["Luftdurchlässe","AE12C","AE12C8255259010","Gitter Aluminium   AE12-C-825x525mm","Rahmen mit Klemmfedern, RAL9010",70,158.30000000000001,{"$f":"G18677*(1-VLOOKUP(F18677,Konditionen!$B:$D,3,0))","v":158.30000000000001}]
["Luftdurchlässe","AE12C","AE12C1025759003","Gitter Aluminium   AE12-C-1025x75mm","Rahmen mit Klemmfedern, RAL9003",70,68,{"$f":"G18686*(1-VLOOKUP(F18686,Konditionen!$B:$D,3,0))","v":68}]
["Luftdurchlässe","AE12C","AE12C5252259003","Gitter Aluminium   AE12-C-525x225mm","Rahmen mit Klemmfedern, RAL9003",70,67.3,{"$f":"G18699*(1-VLOOKUP(F18699,Konditionen!$B:$D,3,0))","v":67.3}]
["Luftdurchlässe","AE12C","AE12C6253259003","Gitter Aluminium   AE12-C-625x325mm","Rahmen mit Klemmfedern, RAL9003",70,92.65,{"$f":"G18708*(1-VLOOKUP(F18708,Konditionen!$B:$D,3,0))","v":92.65}]
["Luftdurchlässe","AE12C","AE12C2255259003","Gitter Aluminium   AE12-C-225x525mm","Rahmen mit Klemmfedern, RAL9003",70,67.3,{"$f":"G18720*(1-VLOOKUP(F18720,Konditionen!$B:$D,3,0))","v":67.3}]
["Luftdurchlässe","AE12V","AE12V32575ELOX","Gitter Aluminium    AE12-V-325x75mm","sicht. Schraubbef., natureloxiert",70,36.65,{"$f":"G18729*(1-VLOOKUP(F18729,Konditionen!$B:$D,3,0))","v":36.65}]
["Luftdurchlässe","AE12V","AE12V1025225ELOX","Gitter Aluminium  AE12-V-1025x225mm","sicht. Schraubbef., natureloxiert",70,109.45,{"$f":"G18750*(1-VLOOKUP(F18750,Konditionen!$B:$D,3,0))","v":109.45}]
["Luftdurchlässe","AE12V","AE12V1225225ELOX","Gitter Aluminium  AE12-V-1225x225mm","sicht. Schraubbef., natureloxiert",70,138.05000000000001,{"$f":"G18751*(1-VLOOKUP(F18751,Konditionen!$B:$D,3,0))","v":138.05000000000001}]
["Luftdurchlässe","AE12V","AE12V625525ELOX","Gitter Aluminium   AE12-V-625x525mm","sicht. Schraubbef., natureloxiert",70,127.15,{"$f":"G18772*(1-VLOOKUP(F18772,Konditionen!$B:$D,3,0))","v":127.15}]
["Luftdurchlässe","AE12V","AE12V2251259010","Gitter Aluminium   AE12-V-225x125mm","sicht. Schraubbefestigung, RAL9010",70,38.5,{"$f":"G18784*(1-VLOOKUP(F18784,Konditionen!$B:$D,3,0))","v":38.5}]
["Luftdurchlässe","AE12V","AE12V3252259010","Gitter Aluminium   AE12-V-325x225mm","sicht. Schraubbefestigung, RAL9010",70,52.45,{"$f":"G18793*(1-VLOOKUP(F18793,Konditionen!$B:$D,3,0))","v":52.45}]
["Luftdurchlässe","AE12V","AE12V4253259010","Gitter Aluminium   AE12-V-425x325mm","sicht. Schraubbefestigung, RAL9010",70,71.05,{"$f":"G18802*(1-VLOOKUP(F18802,Konditionen!$B:$D,3,0))","v":71.05}]
["Luftdurchlässe","AE12V","AE12V5254259010","Gitter Aluminium   AE12-V-525x425mm","sicht. Schraubbefestigung, RAL9010",70,97.1,{"$f":"G18811*(1-VLOOKUP(F18811,Konditionen!$B:$D,3,0))","v":97.1}]
["Luftdurchlässe","AE12V","AE12V225759003","Gitter Aluminium    AE12-V-225x75mm","sicht. Schraubbefestigung, RAL9003",70,33.1,{"$f":"G18824*(1-VLOOKUP(F18824,Konditionen!$B:$D,3,0))","v":33.1}]
["Luftdurchlässe","AE12V","AE12V8252259003","Gitter Aluminium   AE12-V-825x225mm","sicht. Schraubbefestigung, RAL9003",70,91.3,{"$f":"G18845*(1-VLOOKUP(F18845,Konditionen!$B:$D,3,0))","v":91.3}]
["Luftdurchlässe","AE12V","AE12V2253259003","Gitter Aluminium   AE12-V-225x325mm","sicht. Schraubbefestigung, RAL9003",70,52.45,{"$f":"G18848*(1-VLOOKUP(F18848,Konditionen!$B:$D,3,0))","v":52.45}]
["Luftdurchlässe","AE12V","AE12V4255259003","Gitter Aluminium   AE12-V-425x525mm","sicht. Schraubbefestigung, RAL9003",70,97.1,{"$f":"G18866*(1-VLOOKUP(F18866,Konditionen!$B:$D,3,0))","v":97.1}]
["Luftdurchlässe","AG10A","AG10A600150","Bodengitter Alu     AG-10-A-600x150","höhenverstellbarer Rahmen",70,130.19999999999999,{"$f":"G18875*(1-VLOOKUP(F18875,Konditionen!$B:$D,3,0))","v":130.19999999999999}]
["Luftdurchlässe","AG10AD","AG10AD400150","Bodengitter Alu   AG-10-A-D-400x150","mit Mengenregulierung",70,136.9,{"$f":"G18888*(1-VLOOKUP(F18888,Konditionen!$B:$D,3,0))","v":136.9}]
["Luftdurchlässe","AG10AD","AG10AD600300","Bodengitter Alu   AG-10-A-D-600x300","mit Mengenregulierung",70,265.2,{"$f":"G18897*(1-VLOOKUP(F18897,Konditionen!$B:$D,3,0))","v":265.2}]
["Luftdurchlässe","AG10AB","AG10AB600200","Bodengitter Alu   AG-10-A-B-600x200","mit Schmutzfangkorb",70,248,{"$f":"G18908*(1-VLOOKUP(F18908,Konditionen!$B:$D,3,0))","v":248}]
["Luftdurchlässe","AG10ADB","AG10ADB400150","Bodengitter Alu  AG-10-A-DB-400x150","Mengenregulier. und Schmutzfangkorb",70,206.95,{"$f":"G18918*(1-VLOOKUP(F18918,Konditionen!$B:$D,3,0))","v":206.95}]
["Luftdurchlässe","AL10C","AL10C122575ELOX","Gitter Aluminium   AL10-C-1225x75mm","mit Klemmfedern, natureloxiert",70,72.2,{"$f":"G18939*(1-VLOOKUP(F18939,Konditionen!$B:$D,3,0))","v":72.2}]
["Luftdurchlässe","AL10C","AL10C225125ELOX","Gitter Aluminium   AL10-C-225x125mm","mit Klemmfedern, natureloxiert",70,36.85,{"$f":"G18940*(1-VLOOKUP(F18940,Konditionen!$B:$D,3,0))","v":36.85}]
["Luftdurchlässe","AL10C","AL10C825325ELOX","Gitter Aluminium   AL10-C-825x325mm","mit Klemmfedern, natureloxiert",70,135.30000000000001,{"$f":"G18961*(1-VLOOKUP(F18961,Konditionen!$B:$D,3,0))","v":135.30000000000001}]
["Luftdurchlässe","AL10C","AL10C225525ELOX","Gitter Aluminium   AL10-C-225x525mm","mit Klemmfedern, natureloxiert",70,93.35,{"$f":"G18972*(1-VLOOKUP(F18972,Konditionen!$B:$D,3,0))","v":93.35}]
["Luftdurchlässe","AL10C","AL10C425759010","Gitter Aluminium    AL10-C-425x75mm","Rahmen mit Klemmfedern, RAL9010",70,38.5,{"$f":"G18982*(1-VLOOKUP(F18982,Konditionen!$B:$D,3,0))","v":38.5}]
["Luftdurchlässe","AL10C","AL10C5251259010","Gitter Aluminium   AL10-C-525x125mm","Rahmen mit Klemmfedern, RAL9010",70,52.45,{"$f":"G18991*(1-VLOOKUP(F18991,Konditionen!$B:$D,3,0))","v":52.45}]
["Luftdurchlässe","AL10C","AL10C2253259010","Gitter Aluminium   AL10-C-225x325mm","Rahmen mit Klemmfedern, RAL9010",70,65.25,{"$f":"G19004*(1-VLOOKUP(F19004,Konditionen!$B:$D,3,0))","v":65.25}]
["Luftdurchlässe","AL10C","AL10C3254259010","Gitter Aluminium   AL10-C-325x425mm","Rahmen mit Klemmfedern, RAL9010",70,92.25,{"$f":"G19013*(1-VLOOKUP(F19013,Konditionen!$B:$D,3,0))","v":92.25}]
["Luftdurchlässe","AL10C","AL10C8255259010","Gitter Aluminium   AL10-C-825x525mm","Rahmen mit Klemmfedern, RAL9010",70,200.75,{"$f":"G19025*(1-VLOOKUP(F19025,Konditionen!$B:$D,3,0))","v":200.75}]
["Luftdurchlässe","AL10C","AL10C1025759003","Gitter Aluminium   AL10-C-1025x75mm","Rahmen mit Klemmfedern, RAL9003",70,64.349999999999994,{"$f":"G19034*(1-VLOOKUP(F19034,Konditionen!$B:$D,3,0))","v":64.349999999999994}]
["Luftdurchlässe","AL10C","AL10C5253259003","Gitter Aluminium   AL10-C-525x325mm","Rahmen mit Klemmfedern, RAL9003",70,99.45,{"$f":"G19055*(1-VLOOKUP(F19055,Konditionen!$B:$D,3,0))","v":99.45}]
["Luftdurchlässe","AL10C","AL10C6254259003","Gitter Aluminium   AL10-C-625x425mm","Rahmen mit Klemmfedern, RAL9003",70,137.65,{"$f":"G19064*(1-VLOOKUP(F19064,Konditionen!$B:$D,3,0))","v":137.65}]
["Luftdurchlässe","AL10V","AL10V32575ELOX","Gitter Aluminium    AL10-V-325x75mm","sicht. Schraubbef., natureloxiert",70,32.9,{"$f":"G19077*(1-VLOOKUP(F19077,Konditionen!$B:$D,3,0))","v":32.9}]
["Luftdurchlässe","AL10V","AL10V825125ELOX","Gitter Aluminium   AL10-V-825x125mm","sicht. Schraubbef., natureloxiert",70,67.8,{"$f":"G19089*(1-VLOOKUP(F19089,Konditionen!$B:$D,3,0))","v":67.8}]
["Luftdurchlässe","AL10V","AL10V1025225ELOX","Gitter Aluminium  AL10-V-1025x225mm","sicht. Schraubbef., natureloxiert",70,120.45,{"$f":"G19098*(1-VLOOKUP(F19098,Konditionen!$B:$D,3,0))","v":120.45}]
["Luftdurchlässe","AL10V","AL10V1225325ELOX","Gitter Aluminium  AL10-V-1225x325mm","sicht. Schraubbef., natureloxiert",70,183.25,{"$f":"G19107*(1-VLOOKUP(F19107,Konditionen!$B:$D,3,0))","v":183.25}]
["Luftdurchlässe","AL10V","AL10V625759010","Gitter Aluminium    AL10-V-625x75mm","sicht. Schraubbefestigung, RAL9010",70,45.4,{"$f":"G19128*(1-VLOOKUP(F19128,Konditionen!$B:$D,3,0))","v":45.4}]
["Luftdurchlässe","AL10V","AL10V825759010","Gitter Aluminium    AL10-V-825x75mm","sicht. Schraubbefestigung, RAL9010",70,53.55,{"$f":"G19129*(1-VLOOKUP(F19129,Konditionen!$B:$D,3,0))","v":53.55}]
["Luftdurchlässe","AL10V","AL10V4252259010","Gitter Aluminium   AL10-V-425x225mm","sicht. Schraubbefestigung, RAL9010",70,68.2,{"$f":"G19142*(1-VLOOKUP(F19142,Konditionen!$B:$D,3,0))","v":68.2}]
["Luftdurchlässe","AL10V","AL10V4254259010","Gitter Aluminium   AL10-V-425x425mm","sicht. Schraubbefestigung, RAL9010",70,109.45,{"$f":"G19158*(1-VLOOKUP(F19158,Konditionen!$B:$D,3,0))","v":109.45}]
["Luftdurchlässe","AL10V","AL10V12255259010","Gitter Aluminium  AL10-V-1225x525mm","sicht. Schraubbefestigung, RAL9010",70,273.85000000000002,{"$f":"G19171*(1-VLOOKUP(F19171,Konditionen!$B:$D,3,0))","v":273.85000000000002}]
["Luftdurchlässe","AL10V","AL10V2251259003","Gitter Aluminium   AL10-V-225x125mm","sicht. Schraubbefestigung, RAL9003",70,36.85,{"$f":"G19180*(1-VLOOKUP(F19180,Konditionen!$B:$D,3,0))","v":36.85}]
["Luftdurchlässe","AL10V","AL10V8252259003","Gitter Aluminium   AL10-V-825x225mm","sicht. Schraubbefestigung, RAL9003",70,101.3,{"$f":"G19193*(1-VLOOKUP(F19193,Konditionen!$B:$D,3,0))","v":101.3}]
["Luftdurchlässe","AL10V","AL10V4254259003","Gitter Aluminium   AL10-V-425x425mm","sicht. Schraubbefestigung, RAL9003",70,109.45,{"$f":"G19206*(1-VLOOKUP(F19206,Konditionen!$B:$D,3,0))","v":109.45}]
["Luftdurchlässe","AL11C","AL11C42575ELOX","Gitter Aluminium    AL11-C-425x75mm","mit Klemmfedern, natureloxiert",70,38.9,{"$f":"G19222*(1-VLOOKUP(F19222,Konditionen!$B:$D,3,0))","v":38.9}]
["Luftdurchlässe","AL11C","AL11C52575ELOX","Gitter Aluminium    AL11-C-525x75mm","mit Klemmfedern, natureloxiert",70,42.45,{"$f":"G19223*(1-VLOOKUP(F19223,Konditionen!$B:$D,3,0))","v":42.45}]
["Luftdurchlässe","AL11C","AL11C225325ELOX","Gitter Aluminium   AL11-C-225x325mm","mit Klemmfedern, natureloxiert",70,66.349999999999994,{"$f":"G19244*(1-VLOOKUP(F19244,Konditionen!$B:$D,3,0))","v":66.349999999999994}]
["Luftdurchlässe","AL11C","AL11C825425ELOX","Gitter Aluminium   AL11-C-825x425mm","mit Klemmfedern, natureloxiert",70,174.7,{"$f":"G19257*(1-VLOOKUP(F19257,Konditionen!$B:$D,3,0))","v":174.7}]
["Luftdurchlässe","AL11C","AL11C1225425ELOX","Gitter Aluminium  AL11-C-1225x425mm","mit Klemmfedern, natureloxiert",70,238.6,{"$f":"G19259*(1-VLOOKUP(F19259,Konditionen!$B:$D,3,0))","v":238.6}]
["Luftdurchlässe","AL11C","AL11C1025759010","Gitter Aluminium   AL11-C-1025x75mm","Rahmen mit Klemmfedern, RAL9010",70,65.45,{"$f":"G19274*(1-VLOOKUP(F19274,Konditionen!$B:$D,3,0))","v":65.45}]
["Luftdurchlässe","AL11C","AL11C5252259010","Gitter Aluminium   AL11-C-525x225mm","Rahmen mit Klemmfedern, RAL9010",70,77.55,{"$f":"G19287*(1-VLOOKUP(F19287,Konditionen!$B:$D,3,0))","v":77.55}]
["Luftdurchlässe","AL11C","AL11C6253259010","Gitter Aluminium   AL11-C-625x325mm","Rahmen mit Klemmfedern, RAL9010",70,113.6,{"$f":"G19296*(1-VLOOKUP(F19296,Konditionen!$B:$D,3,0))","v":113.6}]
["Luftdurchlässe","AL11C","AL11C325759003","Gitter Aluminium    AL11-C-325x75mm","Rahmen mit Klemmfedern, RAL9003",70,33.1,{"$f":"G19317*(1-VLOOKUP(F19317,Konditionen!$B:$D,3,0))","v":33.1}]
["Luftdurchlässe","AL11C","AL11C425759003","Gitter Aluminium    AL11-C-425x75mm","Rahmen mit Klemmfedern, RAL9003",70,38.9,{"$f":"G19318*(1-VLOOKUP(F19318,Konditionen!$B:$D,3,0))","v":38.9}]
["Luftdurchlässe","AL11C","AL11C10251259003","Gitter Aluminium  AL11-C-1025x125mm","Rahmen mit Klemmfedern, RAL9003",70,83.15,{"$f":"G19330*(1-VLOOKUP(F19330,Konditionen!$B:$D,3,0))","v":83.15}]
["Luftdurchlässe","AL11C","AL11C5254259003","Gitter Aluminium   AL11-C-525x425mm","Rahmen mit Klemmfedern, RAL9003",70,126.95,{"$f":"G19351*(1-VLOOKUP(F19351,Konditionen!$B:$D,3,0))","v":126.95}]
["Luftdurchlässe","AL11C","AL11C6255259003","Gitter Aluminium   AL11-C-625x525mm","Rahmen mit Klemmfedern, RAL9003",70,170.4,{"$f":"G19360*(1-VLOOKUP(F19360,Konditionen!$B:$D,3,0))","v":170.4}]
["Luftdurchlässe","AL11V","AL11V82575ELOX","Gitter Aluminium    AL11-V-825x75mm","sicht. Schraubbef., natureloxiert",70,54.25,{"$f":"G19369*(1-VLOOKUP(F19369,Konditionen!$B:$D,3,0))","v":54.25}]
["Luftdurchlässe","AL11V","AL11V425225ELOX","Gitter Aluminium   AL11-V-425x225mm","sicht. Schraubbef., natureloxiert",70,69.650000000000006,{"$f":"G19382*(1-VLOOKUP(F19382,Konditionen!$B:$D,3,0))","v":69.650000000000006}]
["Luftdurchlässe","AL11V","AL11V1025325ELOX","Gitter Aluminium  AL11-V-1025x325mm","sicht. Schraubbef., natureloxiert",70,165.75,{"$f":"G19394*(1-VLOOKUP(F19394,Konditionen!$B:$D,3,0))","v":165.75}]
["Luftdurchlässe","AL11V","AL11V1225425ELOX","Gitter Aluminium  AL11-V-1225x425mm","sicht. Schraubbef., natureloxiert",70,238.6,{"$f":"G19403*(1-VLOOKUP(F19403,Konditionen!$B:$D,3,0))","v":238.6}]
["Luftdurchlässe","AL11V","AL11V225759010","Gitter Aluminium    AL11-V-225x75mm","sicht. Schraubbefestigung, RAL9010",70,30.05,{"$f":"G19412*(1-VLOOKUP(F19412,Konditionen!$B:$D,3,0))","v":30.05}]
["Luftdurchlässe","AL11V","AL11V8252259010","Gitter Aluminium   AL11-V-825x225mm","sicht. Schraubbefestigung, RAL9010",70,104.35,{"$f":"G19433*(1-VLOOKUP(F19433,Konditionen!$B:$D,3,0))","v":104.35}]
["Luftdurchlässe","AL11V","AL11V4254259010","Gitter Aluminium   AL11-V-425x425mm","sicht. Schraubbefestigung, RAL9010",70,112.7,{"$f":"G19446*(1-VLOOKUP(F19446,Konditionen!$B:$D,3,0))","v":112.7}]
["Luftdurchlässe","AL11V","AL11V10255259010","Gitter Aluminium  AL11-V-1025x525mm","sicht. Schraubbefestigung, RAL9010",70,248.4,{"$f":"G19458*(1-VLOOKUP(F19458,Konditionen!$B:$D,3,0))","v":248.4}]
["Luftdurchlässe","AL11V","AL11V525759003","Gitter Aluminium    AL11-V-525x75mm","sicht. Schraubbefestigung, RAL9003",70,42.45,{"$f":"G19463*(1-VLOOKUP(F19463,Konditionen!$B:$D,3,0))","v":42.45}]
["Luftdurchlässe","AL11V","AL11V2252259003","Gitter Aluminium   AL11-V-225x225mm","sicht. Schraubbefestigung, RAL9003",70,51.7,{"$f":"G19476*(1-VLOOKUP(F19476,Konditionen!$B:$D,3,0))","v":51.7}]
["Luftdurchlässe","AL11V","AL11V3253259003","Gitter Aluminium   AL11-V-325x325mm","sicht. Schraubbefestigung, RAL9003",70,76.849999999999994,{"$f":"G19485*(1-VLOOKUP(F19485,Konditionen!$B:$D,3,0))","v":76.849999999999994}]
["Luftdurchlässe","AL11V","AL11V10254259003","Gitter Aluminium  AL11-V-1025x425mm","sicht. Schraubbefestigung, RAL9003",70,206.95,{"$f":"G19498*(1-VLOOKUP(F19498,Konditionen!$B:$D,3,0))","v":206.95}]
["Luftdurchlässe","AL10C","AL10C500100ELOX","Gitter Aluminium   AL10-C-500x100mm","mit Klemmfedern, natureloxiert",70,45.7,{"$f":"G19511*(1-VLOOKUP(F19511,Konditionen!$B:$D,3,0))","v":45.7}]
["Luftdurchlässe","AL10C","AL10C4001509010","Gitter Aluminium   AL10-C-400x150mm","Rahmen mit Klemmfedern, RAL9010",70,51.7,{"$f":"G19527*(1-VLOOKUP(F19527,Konditionen!$B:$D,3,0))","v":51.7}]
["Luftdurchlässe","AL10C","AL10C4001509003","Gitter Aluminium   AL10-C-400x150mm","Rahmen mit Klemmfedern, RAL9003",70,51.7,{"$f":"G19540*(1-VLOOKUP(F19540,Konditionen!$B:$D,3,0))","v":51.7}]
["Luftdurchlässe","AD11C","AD11C400100ELOX","Gitter Aluminium   AD11-C-400x100mm","mit Klemmfedern, natureloxiert",70,29.1,{"$f":"G19549*(1-VLOOKUP(F19549,Konditionen!$B:$D,3,0))","v":29.1}]
["Luftdurchlässe","AD11C","AD11C600200ELOX","Gitter Aluminium   AD11-C-600x200mm","mit Klemmfedern, natureloxiert",70,45.9,{"$f":"G19558*(1-VLOOKUP(F19558,Konditionen!$B:$D,3,0))","v":45.9}]
["Luftdurchlässe","AD11C","AD11C4001009003","Gitter Aluminium   AD11-C-400x100mm","Rahmen mit Klemmfedern, RAL9003",70,29.1,{"$f":"G19575*(1-VLOOKUP(F19575,Konditionen!$B:$D,3,0))","v":29.1}]
["Luftdurchlässe","AD11C","AD11C4001509003","Gitter Aluminium   AD11-C-400x150mm","Rahmen mit Klemmfedern, RAL9003",70,33.799999999999997,{"$f":"G19579*(1-VLOOKUP(F19579,Konditionen!$B:$D,3,0))","v":33.799999999999997}]
["Luftdurchlässe","AD21C","AD21C400150ELOX","Gitter Aluminium   AD21-C-400x150mm","mit Klemmfedern, natureloxiert",70,50.3,{"$f":"G19592*(1-VLOOKUP(F19592,Konditionen!$B:$D,3,0))","v":50.3}]
["Luftdurchlässe","AD21C","AD21C4001009010","Gitter Aluminium   AD21-C-400x100mm","Rahmen mit Klemmfedern, RAL9010",70,42.85,{"$f":"G19601*(1-VLOOKUP(F19601,Konditionen!$B:$D,3,0))","v":42.85}]
["Luftdurchlässe","AD21C","AD21C5002009003","Gitter Aluminium   AD21-C-500x200mm","Rahmen mit Klemmfedern, RAL9003",70,65.45,{"$f":"G19622*(1-VLOOKUP(F19622,Konditionen!$B:$D,3,0))","v":65.45}]
["Luftdurchlässe","AE11C","AE11C500100ELOX","Gitter Aluminium   AE11-C-500x100mm","mit Klemmfedern, natureloxiert",70,41.05,{"$f":"G19628*(1-VLOOKUP(F19628,Konditionen!$B:$D,3,0))","v":41.05}]
["Luftdurchlässe","AE11C","AE11C3001509010","Gitter Aluminium   AE11-C-300x150mm","Rahmen mit Klemmfedern, RAL9010",70,36.35,{"$f":"G19643*(1-VLOOKUP(F19643,Konditionen!$B:$D,3,0))","v":36.35}]
["Luftdurchlässe","AE11C","AE11C3001509003","Gitter Aluminium   AE11-C-300x150mm","Rahmen mit Klemmfedern, RAL9003",70,36.35,{"$f":"G19656*(1-VLOOKUP(F19656,Konditionen!$B:$D,3,0))","v":36.35}]
["Luftdurchlässe","AR11C","AR11C300100ELOX","Gitter Aluminium   AR11-C-300x100mm","mit Klemmfedern, natureloxiert",70,27.8,{"$f":"G19665*(1-VLOOKUP(F19665,Konditionen!$B:$D,3,0))","v":27.8}]
["Luftdurchlässe","AR11C","AR11C500200ELOX","Gitter Aluminium   AR11-C-500x200mm","mit Klemmfedern, natureloxiert",70,51,{"$f":"G19674*(1-VLOOKUP(F19674,Konditionen!$B:$D,3,0))","v":51}]
["Luftdurchlässe","AR11C","AR11C4001009003","Gitter Aluminium   AR11-C-400x100mm","Rahmen mit Klemmfedern, RAL9003",70,32.15,{"$f":"G19692*(1-VLOOKUP(F19692,Konditionen!$B:$D,3,0))","v":32.15}]
["Luftdurchlässe","AR11C","AR11C3001509003","Gitter Aluminium   AR11-C-300x150mm","Rahmen mit Klemmfedern, RAL9003",70,31.95,{"$f":"G19695*(1-VLOOKUP(F19695,Konditionen!$B:$D,3,0))","v":31.95}]
["Luftdurchlässe","DGA","DGA200100","Mengeneinstellsatz    DGA-200x100mm","als gegenläufige Mengenregulierung",70,20.75,{"$f":"G19716*(1-VLOOKUP(F19716,Konditionen!$B:$D,3,0))","v":20.75}]
["Luftdurchlässe","VBX","VBX1200100","Anschlusskasten     VBX-1-200x100mm","Anschluss rückseitig, DN 125mm",70,101,{"$f":"G19729*(1-VLOOKUP(F19729,Konditionen!$B:$D,3,0))","v":101}]
["Luftdurchlässe","VBX","VBX1600100","Anschlusskasten     VBX-1-600x100mm","Anschluss rückseitig, DN 250mm",70,220.1,{"$f":"G19738*(1-VLOOKUP(F19738,Konditionen!$B:$D,3,0))","v":220.1}]
["Luftdurchlässe","VBX","VBX2400100","Anschlusskasten     VBX-2-400x100mm","Anschluss seitlich, DN 160mm",70,139.44999999999999,{"$f":"G19745*(1-VLOOKUP(F19745,Konditionen!$B:$D,3,0))","v":139.44999999999999}]
["Luftdurchlässe","VBX","VBX4400150","Anschlusskasten     VBX-4-400x150mm","Anschluss oberseitig, DN 250mm",70,191.4,{"$f":"G19759*(1-VLOOKUP(F19759,Konditionen!$B:$D,3,0))","v":191.4}]
["Luftdurchlässe","AL20C","AL20C22575ELOX","Gitter Aluminium    AL20-C-225x75mm","mit Klemmfedern, natureloxiert",70,40.1,{"$f":"G19768*(1-VLOOKUP(F19768,Konditionen!$B:$D,3,0))","v":40.1}]
["Luftdurchlässe","AL20C","AL20C825125ELOX","Gitter Aluminium   AL20-C-825x125mm","mit Klemmfedern, natureloxiert",70,105.25,{"$f":"G19781*(1-VLOOKUP(F19781,Konditionen!$B:$D,3,0))","v":105.25}]
["Luftdurchlässe","AL20C","AL20C1025225ELOX","Gitter Aluminium  AL20-C-1025x225mm","mit Klemmfedern, natureloxiert",70,178.35,{"$f":"G19790*(1-VLOOKUP(F19790,Konditionen!$B:$D,3,0))","v":178.35}]
["Luftdurchlässe","AL20C","AL20C325525ELOX","Gitter Aluminium   AL20-C-325x525mm","mit Klemmfedern, natureloxiert",70,142.5,{"$f":"G19809*(1-VLOOKUP(F19809,Konditionen!$B:$D,3,0))","v":142.5}]
["Luftdurchlässe","AL20C","AL20C1225759010","Gitter Aluminium   AL20-C-1225x75mm","Rahmen mit Klemmfedern, RAL9010",70,116.65,{"$f":"G19823*(1-VLOOKUP(F19823,Konditionen!$B:$D,3,0))","v":116.65}]
["Luftdurchlässe","AL20C","AL20C2252259010","Gitter Aluminium   AL20-C-225x225mm","Rahmen mit Klemmfedern, RAL9010",70,66.349999999999994,{"$f":"G19832*(1-VLOOKUP(F19832,Konditionen!$B:$D,3,0))","v":66.349999999999994}]
["Luftdurchlässe","AL20C","AL20C8253259010","Gitter Aluminium   AL20-C-825x325mm","Rahmen mit Klemmfedern, RAL9010",70,194.25,{"$f":"G19845*(1-VLOOKUP(F19845,Konditionen!$B:$D,3,0))","v":194.25}]
["Luftdurchlässe","AL20C","AL20C10254259010","Gitter Aluminium  AL20-C-1025x425mm","Rahmen mit Klemmfedern, RAL9010",70,284.75,{"$f":"G19854*(1-VLOOKUP(F19854,Konditionen!$B:$D,3,0))","v":284.75}]
["Luftdurchlässe","AL20C","AL20C12255259010","Gitter Aluminium  AL20-C-1225x525mm","Rahmen mit Klemmfedern, RAL9010",70,391.6,{"$f":"G19863*(1-VLOOKUP(F19863,Konditionen!$B:$D,3,0))","v":391.6}]
["Luftdurchlässe","AL20C","AL20C2252259003","Gitter Aluminium   AL20-C-225x225mm","Rahmen mit Klemmfedern, RAL9003",70,66.349999999999994,{"$f":"G19880*(1-VLOOKUP(F19880,Konditionen!$B:$D,3,0))","v":66.349999999999994}]
["Luftdurchlässe","AL20C","AL20C6252259003","Gitter Aluminium   AL20-C-625x225mm","Rahmen mit Klemmfedern, RAL9003",70,119.5,{"$f":"G19884*(1-VLOOKUP(F19884,Konditionen!$B:$D,3,0))","v":119.5}]
["Luftdurchlässe","AL20C","AL20C3254259003","Gitter Aluminium   AL20-C-325x425mm","Rahmen mit Klemmfedern, RAL9003",70,121.55,{"$f":"G19897*(1-VLOOKUP(F19897,Konditionen!$B:$D,3,0))","v":121.55}]
["Luftdurchlässe","AL20V","AL20V102575ELOX","Gitter Aluminium   AL20-V-1025x75mm","sicht. Schraubbef., natureloxiert",70,101.8,{"$f":"G19918*(1-VLOOKUP(F19918,Konditionen!$B:$D,3,0))","v":101.8}]
["Luftdurchlässe","AL20V","AL20V1225125ELOX","Gitter Aluminium  AL20-V-1225x125mm","sicht. Schraubbef., natureloxiert",70,145.05000000000001,{"$f":"G19927*(1-VLOOKUP(F19927,Konditionen!$B:$D,3,0))","v":145.05000000000001}]
["Luftdurchlässe","AL20V","AL20V825225ELOX","Gitter Aluminium   AL20-V-825x225mm","sicht. Schraubbef., natureloxiert",70,149.44999999999999,{"$f":"G19933*(1-VLOOKUP(F19933,Konditionen!$B:$D,3,0))","v":149.44999999999999}]
["Luftdurchlässe","AL20V","AL20V625425ELOX","Gitter Aluminium   AL20-V-625x425mm","sicht. Schraubbef., natureloxiert",70,190.25,{"$f":"G19948*(1-VLOOKUP(F19948,Konditionen!$B:$D,3,0))","v":190.25}]
["Luftdurchlässe","AL20V","AL20V825525ELOX","Gitter Aluminium   AL20-V-825x525mm","sicht. Schraubbef., natureloxiert",70,281.7,{"$f":"G19957*(1-VLOOKUP(F19957,Konditionen!$B:$D,3,0))","v":281.7}]
["Luftdurchlässe","AL20V","AL20V4251259010","Gitter Aluminium   AL20-V-425x125mm","sicht. Schraubbefestigung, RAL9010",70,68,{"$f":"G19970*(1-VLOOKUP(F19970,Konditionen!$B:$D,3,0))","v":68}]
["Luftdurchlässe","AL20V","AL20V5252259010","Gitter Aluminium   AL20-V-525x225mm","sicht. Schraubbefestigung, RAL9010",70,106.5,{"$f":"G19979*(1-VLOOKUP(F19979,Konditionen!$B:$D,3,0))","v":106.5}]
["Luftdurchlässe","AL20V","AL20V8254259010","Gitter Aluminium   AL20-V-825x425mm","sicht. Schraubbefestigung, RAL9010",70,238.6,{"$f":"G19997*(1-VLOOKUP(F19997,Konditionen!$B:$D,3,0))","v":238.6}]
["Luftdurchlässe","AL20V","AL20V625759003","Gitter Aluminium    AL20-V-625x75mm","sicht. Schraubbefestigung, RAL9003",70,68.5,{"$f":"G20012*(1-VLOOKUP(F20012,Konditionen!$B:$D,3,0))","v":68.5}]
["Luftdurchlässe","AL20V","AL20V8251259003","Gitter Aluminium   AL20-V-825x125mm","sicht. Schraubbefestigung, RAL9003",70,105.25,{"$f":"G20021*(1-VLOOKUP(F20021,Konditionen!$B:$D,3,0))","v":105.25}]
["Luftdurchlässe","AL20V","AL20V4253259003","Gitter Aluminium   AL20-V-425x325mm","sicht. Schraubbefestigung, RAL9003",70,120.1,{"$f":"G20034*(1-VLOOKUP(F20034,Konditionen!$B:$D,3,0))","v":120.1}]
["Luftdurchlässe","AL20V","AL20V5254259003","Gitter Aluminium   AL20-V-525x425mm","sicht. Schraubbefestigung, RAL9003",70,167.85,{"$f":"G20043*(1-VLOOKUP(F20043,Konditionen!$B:$D,3,0))","v":167.85}]
["Luftdurchlässe","AL20V","AL20V4255259003","Gitter Aluminium   AL20-V-425x525mm","sicht. Schraubbefestigung, RAL9003",70,172.35,{"$f":"G20050*(1-VLOOKUP(F20050,Konditionen!$B:$D,3,0))","v":172.35}]
["Luftdurchlässe","AL21C","AL21C225125ELOX","Gitter Aluminium   AL21-C-225x125mm","mit Klemmfedern, natureloxiert",70,49.7,{"$f":"G20064*(1-VLOOKUP(F20064,Konditionen!$B:$D,3,0))","v":49.7}]
["Luftdurchlässe","AL21C","AL21C325225ELOX","Gitter Aluminium   AL21-C-325x225mm","mit Klemmfedern, natureloxiert",70,79.400000000000006,{"$f":"G20073*(1-VLOOKUP(F20073,Konditionen!$B:$D,3,0))","v":79.400000000000006}]
["Luftdurchlässe","AL21C","AL21C1025325ELOX","Gitter Aluminium  AL21-C-1025x325mm","mit Klemmfedern, natureloxiert",70,237,{"$f":"G20086*(1-VLOOKUP(F20086,Konditionen!$B:$D,3,0))","v":237}]
["Luftdurchlässe","AL21C","AL21C525759010","Gitter Aluminium    AL21-C-525x75mm","Rahmen mit Klemmfedern, RAL9010",70,62.4,{"$f":"G20107*(1-VLOOKUP(F20107,Konditionen!$B:$D,3,0))","v":62.4}]
["Luftdurchlässe","AL21C","AL21C1025759010","Gitter Aluminium   AL21-C-1025x75mm","Rahmen mit Klemmfedern, RAL9010",70,102.9,{"$f":"G20110*(1-VLOOKUP(F20110,Konditionen!$B:$D,3,0))","v":102.9}]
["Luftdurchlässe","AL21C","AL21C2253259010","Gitter Aluminium   AL21-C-225x325mm","Rahmen mit Klemmfedern, RAL9010",70,84.8,{"$f":"G20128*(1-VLOOKUP(F20128,Konditionen!$B:$D,3,0))","v":84.8}]
["Luftdurchlässe","AL21C","AL21C3254259010","Gitter Aluminium   AL21-C-325x425mm","Rahmen mit Klemmfedern, RAL9010",70,123.9,{"$f":"G20137*(1-VLOOKUP(F20137,Konditionen!$B:$D,3,0))","v":123.9}]
["Luftdurchlässe","AL21C","AL21C10255259010","Gitter Aluminium  AL21-C-1025x525mm","Rahmen mit Klemmfedern, RAL9010",70,347.15,{"$f":"G20150*(1-VLOOKUP(F20150,Konditionen!$B:$D,3,0))","v":347.15}]
["Luftdurchlässe","AL21C","AL21C1225759003","Gitter Aluminium   AL21-C-1225x75mm","Rahmen mit Klemmfedern, RAL9003",70,118.1,{"$f":"G20159*(1-VLOOKUP(F20159,Konditionen!$B:$D,3,0))","v":118.1}]
["Luftdurchlässe","AL21C","AL21C10252259003","Gitter Aluminium  AL21-C-1025x225mm","Rahmen mit Klemmfedern, RAL9003",70,182.1,{"$f":"G20174*(1-VLOOKUP(F20174,Konditionen!$B:$D,3,0))","v":182.1}]
["Luftdurchlässe","AL21C","AL21C6253259003","Gitter Aluminium   AL21-C-625x325mm","Rahmen mit Klemmfedern, RAL9003",70,157.6,{"$f":"G20180*(1-VLOOKUP(F20180,Konditionen!$B:$D,3,0))","v":157.6}]
["Luftdurchlässe","AL21V","AL21V32575ELOX","Gitter Aluminium    AL21-V-325x75mm","sicht. Schraubbef., natureloxiert",70,46.85,{"$f":"G20201*(1-VLOOKUP(F20201,Konditionen!$B:$D,3,0))","v":46.85}]
["Luftdurchlässe","AL21V","AL21V425125ELOX","Gitter Aluminium   AL21-V-425x125mm","sicht. Schraubbef., natureloxiert",70,68.7,{"$f":"G20210*(1-VLOOKUP(F20210,Konditionen!$B:$D,3,0))","v":68.7}]
["Luftdurchlässe","AL21V","AL21V1225225ELOX","Gitter Aluminium  AL21-V-1225x225mm","sicht. Schraubbef., natureloxiert",70,210.2,{"$f":"G20223*(1-VLOOKUP(F20223,Konditionen!$B:$D,3,0))","v":210.2}]
["Luftdurchlässe","AL21V","AL21V525325ELOX","Gitter Aluminium   AL21-V-525x325mm","sicht. Schraubbef., natureloxiert",70,139.94999999999999,{"$f":"G20227*(1-VLOOKUP(F20227,Konditionen!$B:$D,3,0))","v":139.94999999999999}]
["Luftdurchlässe","AL21V","AL21V625525ELOX","Gitter Aluminium   AL21-V-625x525mm","sicht. Schraubbef., natureloxiert",70,231.2,{"$f":"G20244*(1-VLOOKUP(F20244,Konditionen!$B:$D,3,0))","v":231.2}]
["Luftdurchlässe","AL21V","AL21V825759010","Gitter Aluminium    AL21-V-825x75mm","sicht. Schraubbefestigung, RAL9010",70,85.7,{"$f":"G20253*(1-VLOOKUP(F20253,Konditionen!$B:$D,3,0))","v":85.7}]
["Luftdurchlässe","AL21V","AL21V10251259010","Gitter Aluminium  AL21-V-1025x125mm","sicht. Schraubbefestigung, RAL9010",70,128.05000000000001,{"$f":"G20262*(1-VLOOKUP(F20262,Konditionen!$B:$D,3,0))","v":128.05000000000001}]
["Luftdurchlässe","AL21V","AL21V5253259010","Gitter Aluminium   AL21-V-525x325mm","sicht. Schraubbefestigung, RAL9010",70,139.94999999999999,{"$f":"G20275*(1-VLOOKUP(F20275,Konditionen!$B:$D,3,0))","v":139.94999999999999}]
["Luftdurchlässe","AL21V","AL21V5255259010","Gitter Aluminium   AL21-V-525x525mm","sicht. Schraubbefestigung, RAL9010",70,203.3,{"$f":"G20291*(1-VLOOKUP(F20291,Konditionen!$B:$D,3,0))","v":203.3}]
["Luftdurchlässe","AL21V","AL21V6251259003","Gitter Aluminium   AL21-V-625x125mm","sicht. Schraubbefestigung, RAL9003",70,85.9,{"$f":"G20308*(1-VLOOKUP(F20308,Konditionen!$B:$D,3,0))","v":85.9}]
["Luftdurchlässe","AL21V","AL21V8252259003","Gitter Aluminium   AL21-V-825x225mm","sicht. Schraubbefestigung, RAL9003",70,152.5,{"$f":"G20317*(1-VLOOKUP(F20317,Konditionen!$B:$D,3,0))","v":152.5}]
["Luftdurchlässe","AL21V","AL21V10253259003","Gitter Aluminium  AL21-V-1025x325mm","sicht. Schraubbefestigung, RAL9003",70,237,{"$f":"G20326*(1-VLOOKUP(F20326,Konditionen!$B:$D,3,0))","v":237}]
["Luftdurchlässe","AL21V","AL21V5255259003","Gitter Aluminium   AL21-V-525x525mm","sicht. Schraubbefestigung, RAL9003",70,203.3,{"$f":"G20339*(1-VLOOKUP(F20339,Konditionen!$B:$D,3,0))","v":203.3}]
["Luftdurchlässe","AR11C","AR11C525125ELOX","Gitter Aluminium   AR11-C-525x125mm","mit Klemmfedern, natureloxiert",70,40.1,{"$f":"G20355*(1-VLOOKUP(F20355,Konditionen!$B:$D,3,0))","v":40.1}]
["Luftdurchlässe","AR11C","AR11C625125ELOX","Gitter Aluminium   AR11-C-625x125mm","mit Klemmfedern, natureloxiert",70,51,{"$f":"G20356*(1-VLOOKUP(F20356,Konditionen!$B:$D,3,0))","v":51}]
["Luftdurchlässe","AR11C","AR11C325325ELOX","Gitter Aluminium   AR11-C-325x325mm","mit Klemmfedern, natureloxiert",70,52.95,{"$f":"G20369*(1-VLOOKUP(F20369,Konditionen!$B:$D,3,0))","v":52.95}]
["Luftdurchlässe","AR11C","AR11C1025525ELOX","Gitter Aluminium  AR11-C-1025x525mm","mit Klemmfedern, natureloxiert",70,202.8,{"$f":"G20390*(1-VLOOKUP(F20390,Konditionen!$B:$D,3,0))","v":202.8}]
["Luftdurchlässe","AR11C","AR11C5251259010","Gitter Aluminium   AR11-C-525x125mm","Rahmen mit Klemmfedern, RAL9010",70,40.1,{"$f":"G20403*(1-VLOOKUP(F20403,Konditionen!$B:$D,3,0))","v":40.1}]
["Luftdurchlässe","AR11C","AR11C6252259010","Gitter Aluminium   AR11-C-625x225mm","Rahmen mit Klemmfedern, RAL9010",70,70.849999999999994,{"$f":"G20412*(1-VLOOKUP(F20412,Konditionen!$B:$D,3,0))","v":70.849999999999994}]
["Luftdurchlässe","AR11C","AR11C4254259010","Gitter Aluminium   AR11-C-425x425mm","Rahmen mit Klemmfedern, RAL9010",70,77.349999999999994,{"$f":"G20426*(1-VLOOKUP(F20426,Konditionen!$B:$D,3,0))","v":77.349999999999994}]
["Luftdurchlässe","AR11C","AR11C3255259010","Gitter Aluminium   AR11-C-325x525mm","Rahmen mit Klemmfedern, RAL9010",70,76.349999999999994,{"$f":"G20433*(1-VLOOKUP(F20433,Konditionen!$B:$D,3,0))","v":76.349999999999994}]
["Luftdurchlässe","AR11C","AR11C425759003","Gitter Aluminium    AR11-C-425x75mm","Rahmen mit Klemmfedern, RAL9003",70,27.8,{"$f":"G20442*(1-VLOOKUP(F20442,Konditionen!$B:$D,3,0))","v":27.8}]
["Luftdurchlässe","AR11C","AR11C12251259003","Gitter Aluminium  AR11-C-1225x125mm","Rahmen mit Klemmfedern, RAL9003",70,87.35,{"$f":"G20455*(1-VLOOKUP(F20455,Konditionen!$B:$D,3,0))","v":87.35}]
["Luftdurchlässe","AR11C","AR11C2253259003","Gitter Aluminium   AR11-C-225x325mm","Rahmen mit Klemmfedern, RAL9003",70,44.1,{"$f":"G20464*(1-VLOOKUP(F20464,Konditionen!$B:$D,3,0))","v":44.1}]
["Luftdurchlässe","AR11C","AR11C12254259003","Gitter Aluminium  AR11-C-1225x425mm","Rahmen mit Klemmfedern, RAL9003",70,203.7,{"$f":"G20479*(1-VLOOKUP(F20479,Konditionen!$B:$D,3,0))","v":203.7}]
["Luftdurchlässe","AR11V","AR11V325125ELOX","Gitter Aluminium   AR11-V-325x125mm","sicht. Schraubbef., natureloxiert",70,30.75,{"$f":"G20497*(1-VLOOKUP(F20497,Konditionen!$B:$D,3,0))","v":30.75}]
["Luftdurchlässe","AR11V","AR11V425225ELOX","Gitter Aluminium   AR11-V-425x225mm","sicht. Schraubbef., natureloxiert",70,49.15,{"$f":"G20506*(1-VLOOKUP(F20506,Konditionen!$B:$D,3,0))","v":49.15}]
["Luftdurchlässe","AR11V","AR11V525325ELOX","Gitter Aluminium   AR11-V-525x325mm","sicht. Schraubbef., natureloxiert",70,71.95,{"$f":"G20515*(1-VLOOKUP(F20515,Konditionen!$B:$D,3,0))","v":71.95}]
["Luftdurchlässe","AR11V","AR11V225525ELOX","Gitter Aluminium   AR11-V-225x525mm","sicht. Schraubbef., natureloxiert",70,62.7,{"$f":"G20528*(1-VLOOKUP(F20528,Konditionen!$B:$D,3,0))","v":62.7}]
["Luftdurchlässe","AR11V","AR11V1225759010","Gitter Aluminium   AR11-V-1225x75mm","sicht. Schraubbefestigung, RAL9010",70,64.75,{"$f":"G20543*(1-VLOOKUP(F20543,Konditionen!$B:$D,3,0))","v":64.75}]
["Luftdurchlässe","AR11V","AR11V8251259010","Gitter Aluminium   AR11-V-825x125mm","sicht. Schraubbefestigung, RAL9010",70,65.45,{"$f":"G20549*(1-VLOOKUP(F20549,Konditionen!$B:$D,3,0))","v":65.45}]
["Luftdurchlässe","AR11V","AR11V10252259010","Gitter Aluminium  AR11-V-1025x225mm","sicht. Schraubbefestigung, RAL9010",70,105.25,{"$f":"G20558*(1-VLOOKUP(F20558,Konditionen!$B:$D,3,0))","v":105.25}]
["Luftdurchlässe","AR11V","AR11V5255259010","Gitter Aluminium   AR11-V-525x525mm","sicht. Schraubbefestigung, RAL9010",70,105.25,{"$f":"G20579*(1-VLOOKUP(F20579,Konditionen!$B:$D,3,0))","v":105.25}]
["Luftdurchlässe","AR11V","AR11V2251259003","Gitter Aluminium   AR11-V-225x125mm","sicht. Schraubbefestigung, RAL9003",70,26.75,{"$f":"G20592*(1-VLOOKUP(F20592,Konditionen!$B:$D,3,0))","v":26.75}]
["Luftdurchlässe","AR11V","AR11V6251259003","Gitter Aluminium   AR11-V-625x125mm","sicht. Schraubbefestigung, RAL9003",70,51,{"$f":"G20596*(1-VLOOKUP(F20596,Konditionen!$B:$D,3,0))","v":51}]
["Luftdurchlässe","AR11V","AR11V3253259003","Gitter Aluminium   AR11-V-325x325mm","sicht. Schraubbefestigung, RAL9003",70,52.95,{"$f":"G20609*(1-VLOOKUP(F20609,Konditionen!$B:$D,3,0))","v":52.95}]
["Luftdurchlässe","AR11V","AR11V10254259003","Gitter Aluminium  AR11-V-1025x425mm","sicht. Schraubbefestigung, RAL9003",70,170.2,{"$f":"G20622*(1-VLOOKUP(F20622,Konditionen!$B:$D,3,0))","v":170.2}]
["Luftdurchlässe","AR11V","AR11V12255259003","Gitter Aluminium  AR11-V-1225x525mm","sicht. Schraubbefestigung, RAL9003",70,225.2,{"$f":"G20631*(1-VLOOKUP(F20631,Konditionen!$B:$D,3,0))","v":225.2}]
["Luftdurchlässe","SSD11V","SSD11V625125V2A","Gitter Edelstahl  SSD11-V-625x125mm","sicht. Schraubbefestigung, V2A",70,115.55,{"$f":"G20644*(1-VLOOKUP(F20644,Konditionen!$B:$D,3,0))","v":115.55}]
["Luftdurchlässe","SSD11V","SSD11V825325V2A","Gitter Edelstahl  SSD11-V-825x325mm","sicht. Schraubbefestigung, V2A",70,261,{"$f":"G20660*(1-VLOOKUP(F20660,Konditionen!$B:$D,3,0))","v":261}]
["Luftdurchlässe","SSD11V","SSD11V1225525V2A","Gitter Edelstahl SSD11-V-1225x525mm","sicht. Schraubbefestigung, V2A",70,501.25,{"$f":"G20673*(1-VLOOKUP(F20673,Konditionen!$B:$D,3,0))","v":501.25}]
["Luftdurchlässe","SSD12V","SSD12V325125V2A","Gitter Edelstahl  SSD12-V-325x125mm","sicht. Schraubbefestigung, V2A",70,98.25,{"$f":"G20686*(1-VLOOKUP(F20686,Konditionen!$B:$D,3,0))","v":98.25}]
["Luftdurchlässe","SSD12V","SSD12V1225125V2A","Gitter Edelstahl SSD12-V-1225x125mm","sicht. Schraubbefestigung, V2A",70,256.55,{"$f":"G20695*(1-VLOOKUP(F20695,Konditionen!$B:$D,3,0))","v":256.55}]
["Luftdurchlässe","SSD12V","SSD12V425325V2A","Gitter Edelstahl  SSD12-V-425x325mm","sicht. Schraubbefestigung, V2A",70,164.1,{"$f":"G20708*(1-VLOOKUP(F20708,Konditionen!$B:$D,3,0))","v":164.1}]
["Luftdurchlässe","SSD12V","SSD12V925325V2A","Gitter Edelstahl  SSD12-V-925x325mm","sicht. Schraubbefestigung, V2A",70,301.95,{"$f":"G20713*(1-VLOOKUP(F20713,Konditionen!$B:$D,3,0))","v":301.95}]
["Luftdurchlässe","SSD12V","SSD12V1225425V2A","Gitter Edelstahl SSD12-V-1225x425mm","sicht. Schraubbefestigung, V2A",70,456.05,{"$f":"G20725*(1-VLOOKUP(F20725,Konditionen!$B:$D,3,0))","v":456.05}]
["Luftdurchlässe","SSD22V","SSD22V62575V2A","Gitter Edelstahl   SSD22-V-625x75mm","sicht. Schraubbefestigung, V2A",70,150.44999999999999,{"$f":"G20738*(1-VLOOKUP(F20738,Konditionen!$B:$D,3,0))","v":150.44999999999999}]
["Luftdurchlässe","SSD22V","SSD22V425125V2A","Gitter Edelstahl  SSD22-V-425x125mm","sicht. Schraubbefestigung, V2A",70,142.94999999999999,{"$f":"G20747*(1-VLOOKUP(F20747,Konditionen!$B:$D,3,0))","v":142.94999999999999}]
["Luftdurchlässe","SSD22V","SSD22V425325V2A","Gitter Edelstahl  SSD22-V-425x325mm","sicht. Schraubbefestigung, V2A",70,240.75,{"$f":"G20768*(1-VLOOKUP(F20768,Konditionen!$B:$D,3,0))","v":240.75}]
["Luftdurchlässe","SSD22V","SSD22V425425V2A","Gitter Edelstahl  SSD22-V-425x425mm","sicht. Schraubbefestigung, V2A",70,290.14999999999998,{"$f":"G20777*(1-VLOOKUP(F20777,Konditionen!$B:$D,3,0))","v":290.14999999999998}]
["Luftdurchlässe","SSD22V","SSD22V825525V2A","Gitter Edelstahl  SSD22-V-825x525mm","sicht. Schraubbefestigung, V2A",70,618.75,{"$f":"G20789*(1-VLOOKUP(F20789,Konditionen!$B:$D,3,0))","v":618.75}]
["Luftdurchlässe","MFSSV2A","MFSS102575V2A","Einbaurahmen VA      MFSS-1025x75mm","Edelstahl V2A",70,57.3,{"$f":"G20802*(1-VLOOKUP(F20802,Konditionen!$B:$D,3,0))","v":57.3}]
["Luftdurchlässe","MFSSV2A","MFSS825125V2A","Einbaurahmen VA      MFSS-825x125mm","Edelstahl V2A",70,51.5,{"$f":"G20811*(1-VLOOKUP(F20811,Konditionen!$B:$D,3,0))","v":51.5}]
["Luftdurchlässe","MFSSV2A","MFSS625225V2A","Einbaurahmen VA      MFSS-625x225mm","Edelstahl V2A",70,48.95,{"$f":"G20820*(1-VLOOKUP(F20820,Konditionen!$B:$D,3,0))","v":48.95}]
["Luftdurchlässe","MFSSV2A","MFSS625325V2A","Einbaurahmen VA      MFSS-625x325mm","Edelstahl V2A",70,51.3,{"$f":"G20830*(1-VLOOKUP(F20830,Konditionen!$B:$D,3,0))","v":51.3}]
["Luftdurchlässe","MFSSV2A","MFSS825425V2A","Einbaurahmen VA      MFSS-825x425mm","Edelstahl V2A",70,72.900000000000006,{"$f":"G20841*(1-VLOOKUP(F20841,Konditionen!$B:$D,3,0))","v":72.900000000000006}]
["Luftdurchlässe","DGSS","DGSS225125V2A","Mengeneinstellsatz   DGSS-225x125mm","als gegenläufige Mengenregulierung",70,53.85,{"$f":"G20862*(1-VLOOKUP(F20862,Konditionen!$B:$D,3,0))","v":53.85}]
["Luftdurchlässe","DGSS","DGSS825225V2A","Mengeneinstellsatz   DGSS-825x225mm","als gegenläufige Mengenregulierung",70,130.6,{"$f":"G20875*(1-VLOOKUP(F20875,Konditionen!$B:$D,3,0))","v":130.6}]
["Luftdurchlässe","DGSS","DGSS1225325V2A","Mengeneinstellsatz  DGSS-1225x325mm","als gegenläufige Mengenregulierung",70,201.85,{"$f":"G20884*(1-VLOOKUP(F20884,Konditionen!$B:$D,3,0))","v":201.85}]
["Luftdurchlässe","WLA22VN","WLA22VN500250","WSG Alu         WLA22-V-N-500x250mm","Wetterschutzgitter, mit Vogelschutz",70,102.5,{"$f":"G20897*(1-VLOOKUP(F20897,Konditionen!$B:$D,3,0))","v":102.5}]
["Luftdurchlässe","WLA22VN","WLA22VN900250","WSG Alu         WLA22-V-N-900x250mm","Wetterschutzgitter, mit Vogelschutz",70,152.30000000000001,{"$f":"G20901*(1-VLOOKUP(F20901,Konditionen!$B:$D,3,0))","v":152.30000000000001}]
["Luftdurchlässe","WLA22VN","WLA22VN1000300","WSG Alu        WLA22-V-N-1000x300mm","Wetterschutzgitter, mit Vogelschutz",70,192.8,{"$f":"G20914*(1-VLOOKUP(F20914,Konditionen!$B:$D,3,0))","v":192.8}]
["Luftdurchlässe","WLA22VN","WLA22VN1200400","WSG Alu        WLA22-V-N-1200x400mm","Wetterschutzgitter, mit Vogelschutz",70,284.55,{"$f":"G20927*(1-VLOOKUP(F20927,Konditionen!$B:$D,3,0))","v":284.55}]
["Luftdurchlässe","WLA22VN","WLA22VN800500","WSG Alu         WLA22-V-N-800x500mm","Wetterschutzgitter, mit Vogelschutz",70,232.3,{"$f":"G20936*(1-VLOOKUP(F20936,Konditionen!$B:$D,3,0))","v":232.3}]
["Luftdurchlässe","WLA22VN","WLA22VN900600","WSG Alu         WLA22-V-N-900x600mm","Wetterschutzgitter, mit Vogelschutz",70,291.25,{"$f":"G20949*(1-VLOOKUP(F20949,Konditionen!$B:$D,3,0))","v":291.25}]
["Luftdurchlässe","WLA22VN","WLA22VN1600700","WSG Alu        WLA22-V-N-1600x700mm","Wetterschutzgitter, mit Vogelschutz",70,559.20000000000005,{"$f":"G20965*(1-VLOOKUP(F20965,Konditionen!$B:$D,3,0))","v":559.20000000000005}]
["Luftdurchlässe","WLA22VN","WLA22VN1800800","WSG Alu        WLA22-V-N-1800x800mm","Wetterschutzgitter, mit Vogelschutz",70,711.15,{"$f":"G20978*(1-VLOOKUP(F20978,Konditionen!$B:$D,3,0))","v":711.15}]
["Luftdurchlässe","WLA22VN","WLA22VN2000900","WSG Alu        WLA22-V-N-2000x900mm","Wetterschutzgitter, mit Vogelschutz",70,858.3,{"$f":"G20991*(1-VLOOKUP(F20991,Konditionen!$B:$D,3,0))","v":858.3}]
["Luftdurchlässe","WLA22VN","WLA22VN14001000","WSG Alu       WLA22-V-N-1400x1000mm","Wetterschutzgitter, mit Vogelschutz",70,693.25,{"$f":"G21000*(1-VLOOKUP(F21000,Konditionen!$B:$D,3,0))","v":693.25}]
["Luftdurchlässe","WLA22VN","WLA22VN9001200","WSG Alu        WLA22-V-N-900x1200mm","Wetterschutzgitter, mit Vogelschutz",70,540.35,{"$f":"G21009*(1-VLOOKUP(F21009,Konditionen!$B:$D,3,0))","v":540.35}]
["Luftdurchlässe","WLA22VN","WLA22VN6001400","WSG Alu        WLA22-V-N-600x1400mm","Wetterschutzgitter, mit Vogelschutz",70,456.05,{"$f":"G21018*(1-VLOOKUP(F21018,Konditionen!$B:$D,3,0))","v":456.05}]
["Luftdurchlässe","WLA22VN","WLA22VN6001600","WSG Alu        WLA22-V-N-600x1600mm","Wetterschutzgitter, mit Vogelschutz",70,513.29999999999995,{"$f":"G21030*(1-VLOOKUP(F21030,Konditionen!$B:$D,3,0))","v":513.29999999999995}]
["Luftdurchlässe","WLA22VN","WLA22VN7001800","WSG Alu        WLA22-V-N-700x1800mm","Wetterschutzgitter, mit Vogelschutz",70,647.15,{"$f":"G21043*(1-VLOOKUP(F21043,Konditionen!$B:$D,3,0))","v":647.15}]
["Luftdurchlässe","WLS22VN","WLS22VN200200","WSG Stahl       WLS22-V-N-200x200mm","Wetterschutzgitter, mit Vogelschutz",70,87.35,{"$f":"G21064*(1-VLOOKUP(F21064,Konditionen!$B:$D,3,0))","v":87.35}]
["Luftdurchlässe","WLS22VN","WLS22VN1200200","WSG Stahl      WLS22-V-N-1200x200mm","Wetterschutzgitter, mit Vogelschutz",70,143.94999999999999,{"$f":"G21073*(1-VLOOKUP(F21073,Konditionen!$B:$D,3,0))","v":143.94999999999999}]
["Luftdurchlässe","WLS22VN","WLS22VN600300","WSG Stahl       WLS22-V-N-600x300mm","Wetterschutzgitter, mit Vogelschutz",70,118.3,{"$f":"G21082*(1-VLOOKUP(F21082,Konditionen!$B:$D,3,0))","v":118.3}]
["Luftdurchlässe","WLS22VN","WLS22VN400400","WSG Stahl       WLS22-V-N-400x400mm","Wetterschutzgitter, mit Vogelschutz",70,117.6,{"$f":"G21094*(1-VLOOKUP(F21094,Konditionen!$B:$D,3,0))","v":117.6}]
["Luftdurchlässe","WLS22VN","WLS22VN300500","WSG Stahl       WLS22-V-N-300x500mm","Wetterschutzgitter, mit Vogelschutz",70,124.6,{"$f":"G21107*(1-VLOOKUP(F21107,Konditionen!$B:$D,3,0))","v":124.6}]
["Luftdurchlässe","WLS22VN","WLS22VN1400500","WSG Stahl      WLS22-V-N-1400x500mm","Wetterschutzgitter, mit Vogelschutz",70,231.7,{"$f":"G21116*(1-VLOOKUP(F21116,Konditionen!$B:$D,3,0))","v":231.7}]
["Luftdurchlässe","WLS22VN","WLS22VN700600","WSG Stahl       WLS22-V-N-700x600mm","Wetterschutzgitter, mit Vogelschutz",70,170,{"$f":"G21125*(1-VLOOKUP(F21125,Konditionen!$B:$D,3,0))","v":170}]
["Luftdurchlässe","WLS22VN","WLS22VN1800700","WSG Stahl      WLS22-V-N-1800x700mm","Wetterschutzgitter, mit Vogelschutz",70,327.10000000000002,{"$f":"G21146*(1-VLOOKUP(F21146,Konditionen!$B:$D,3,0))","v":327.10000000000002}]
["Luftdurchlässe","WLS22VN","WLS22VN1400800","WSG Stahl      WLS22-V-N-1400x800mm","Wetterschutzgitter, mit Vogelschutz",70,309.89999999999998,{"$f":"G21158*(1-VLOOKUP(F21158,Konditionen!$B:$D,3,0))","v":309.89999999999998}]
["Luftdurchlässe","WLS22VN","WLS22VN700900","WSG Stahl       WLS22-V-N-700x900mm","Wetterschutzgitter, mit Vogelschutz",70,216.35,{"$f":"G21167*(1-VLOOKUP(F21167,Konditionen!$B:$D,3,0))","v":216.35}]
["Luftdurchlässe","WLS22VN","WLS22VN6001000","WSG Stahl      WLS22-V-N-600x1000mm","Wetterschutzgitter, mit Vogelschutz",70,216.35,{"$f":"G21180*(1-VLOOKUP(F21180,Konditionen!$B:$D,3,0))","v":216.35}]
["Luftdurchlässe","WLS22VN","WLS22VN20001000","WSG Stahl     WLS22-V-N-2000x1000mm","Wetterschutzgitter, mit Vogelschutz",70,451.2,{"$f":"G21189*(1-VLOOKUP(F21189,Konditionen!$B:$D,3,0))","v":451.2}]
["Luftdurchlässe","WLS22VN","WLS22VN12001200","WSG Stahl     WLS22-V-N-1200x1200mm","Wetterschutzgitter, mit Vogelschutz",70,481,{"$f":"G21199*(1-VLOOKUP(F21199,Konditionen!$B:$D,3,0))","v":481}]
["Luftdurchlässe","WLS22VN","WLS22VN8001400","WSG Stahl      WLS22-V-N-800x1400mm","Wetterschutzgitter, mit Vogelschutz",70,313.64999999999998,{"$f":"G21210*(1-VLOOKUP(F21210,Konditionen!$B:$D,3,0))","v":313.64999999999998}]
["Luftdurchlässe","WLS22VN","WLS22VN3001600","WSG Stahl      WLS22-V-N-300x1600mm","Wetterschutzgitter, mit Vogelschutz",70,242.2,{"$f":"G21219*(1-VLOOKUP(F21219,Konditionen!$B:$D,3,0))","v":242.2}]
["Luftdurchlässe","WLS22VN","WLS22VN2001800","WSG Stahl      WLS22-V-N-200x1800mm","Wetterschutzgitter, mit Vogelschutz",70,242.8,{"$f":"G21232*(1-VLOOKUP(F21232,Konditionen!$B:$D,3,0))","v":242.8}]
["Luftdurchlässe","WLS22VN","WLS22VN9002000","WSG Stahl      WLS22-V-N-900x2000mm","Wetterschutzgitter, mit Vogelschutz",70,437.95,{"$f":"G21253*(1-VLOOKUP(F21253,Konditionen!$B:$D,3,0))","v":437.95}]
["Luftdurchlässe","WLS22VN","WLS22VN20002000","WSG Stahl     WLS22-V-N-2000x2000mm","Wetterschutzgitter, mit Vogelschutz",70,909.3,{"$f":"G21259*(1-VLOOKUP(F21259,Konditionen!$B:$D,3,0))","v":909.3}]
["Brandschutz","WXHUMAD","WXHUMAD125","Entrauchungsklappe WXHU-MA-D-125","für manuelle Aktivierung",8006,773.9,{"$f":"G21274*(1-VLOOKUP(F21274,Konditionen!$B:$D,3,0))","v":773.9}]
["Brandschutz","WXHUMAV","WXHUMAV200","Entrauchungsklappe WXHU-MA-V-200","für manuelle Aktivierung",8006,720.05,{"$f":"G21283*(1-VLOOKUP(F21283,Konditionen!$B:$D,3,0))","v":720.05}]
["Brandschutz","WXHUAAD","WXHUAAD400","Entrauchungsklappe WXHU-AA-D-400","für automatische Aktivierung",8006,769.6,{"$f":"G21296*(1-VLOOKUP(F21296,Konditionen!$B:$D,3,0))","v":769.6}]
["Brandschutz","WXHUAAV","WXHUAAV500","Entrauchungsklappe WXHU-AA-V-500","für automatische Aktivierung",8006,723.2,{"$f":"G21305*(1-VLOOKUP(F21305,Konditionen!$B:$D,3,0))","v":723.2}]
["Filter","TF9","TF93606490892","Taschenfilter TF9-360-6 490 X 892","ISO ePM1 85%; Metallrahmen",3702,57.5,{"$f":"G21323*(1-VLOOKUP(F21323,Konditionen!$B:$D,3,0))","v":57.5}]
["Filter","TF7","TF73606490892","Taschenfilter TF7-360-6 490 X 892","ISO ePM1 55%; Metallrahmen",3702,51,{"$f":"G21326*(1-VLOOKUP(F21326,Konditionen!$B:$D,3,0))","v":51}]
["Luftdurchlässe","AT21V","AT21V3003009003","Türeinbaugitter    AT21-V-300x300mm","sicht. Schraubbefestigung, RAL9003",70,82.85,{"$f":"G21347*(1-VLOOKUP(F21347,Konditionen!$B:$D,3,0))","v":82.85}]
["Luftdurchlässe","AT21V","AT21V300400ELOX","Türeinbaugitter    AT21-V-300x400mm","sicht. Schraubbef., natureloxiert",70,100.7,{"$f":"G21348*(1-VLOOKUP(F21348,Konditionen!$B:$D,3,0))","v":100.7}]
["Luftdurchlässe","AT21V","AT21V500300ELOX","Türeinbaugitter    AT21-V-500x300mm","sicht. Schraubbef., natureloxiert",70,101,{"$f":"G21369*(1-VLOOKUP(F21369,Konditionen!$B:$D,3,0))","v":101}]
["Luftdurchlässe","AT21V","AT21V6001009010","Türeinbaugitter    AT21-V-600x100mm","sicht. Schraubbefestigung, RAL9010",70,67.400000000000006,{"$f":"G21376*(1-VLOOKUP(F21376,Konditionen!$B:$D,3,0))","v":67.400000000000006}]
["Diverse","MOFAR","MOFARISPI630","6mm Bord an Formst. + lichte Weite","für Spannringverbindung RISPI  630","Netto",2.2000000000000002,{"$f":"G21390*(1-VLOOKUP(F21390,Konditionen!$B:$D,3,0))","v":2.2000000000000002}]
["Brandschutz","FLEXBK","FLEXBK125","Flexibler Stutzen für BSK     125","bis 70°, mit 2 Bandschellen",8006,41.7,{"$f":"G21399*(1-VLOOKUP(F21399,Konditionen!$B:$D,3,0))","v":41.7}]
["Brandschutz","FLEXBK","FLEXBK315","Flexibler Stutzen für BSK     315","bis 70°, mit 2 Bandschellen",8006,49.05,{"$f":"G21408*(1-VLOOKUP(F21408,Konditionen!$B:$D,3,0))","v":49.05}]
["Filter","EPM2565","EPM256595287593","Panelfilter EPM2,5-65  95mm 287x593","Filterklasse ePM2,5 65%",37,75.2,{"$f":"G21421*(1-VLOOKUP(F21421,Konditionen!$B:$D,3,0))","v":75.2}]
["Filter","EPM1055","EPM105547593493","Panelfilter EPM10-55  47mm 593x493","Filterklasse ePM10 55%",37,67.150000000000006,{"$f":"G21442*(1-VLOOKUP(F21442,Konditionen!$B:$D,3,0))","v":67.150000000000006}]
["Filter","EPM1070","EPM107047593593","Panelfilter EPM10-70  47mm 593x593","Filterklasse ePM10 70%",37,76.349999999999994,{"$f":"G21451*(1-VLOOKUP(F21451,Konditionen!$B:$D,3,0))","v":76.349999999999994}]
["Entrauchung","QFSTBK","QFSTBK200450","Elast. Verbindung für BSK, L=150mm","200 x 450 mm mit 30mm Rahmen",80,66.400000000000006,{"$f":"G21463*(1-VLOOKUP(F21463,Konditionen!$B:$D,3,0))","v":66.400000000000006}]
["Entrauchung","QFSTBK","QFSTBK300200","Elast. Verbindung für BSK, L=150mm","300 x 200 mm mit 30mm Rahmen",80,62,{"$f":"G21472*(1-VLOOKUP(F21472,Konditionen!$B:$D,3,0))","v":62}]
["Entrauchung","QFSTBK","QFSTBK350250","Elast. Verbindung für BSK, L=150mm","350 x 250 mm mit 30mm Rahmen",80,64.95,{"$f":"G21485*(1-VLOOKUP(F21485,Konditionen!$B:$D,3,0))","v":64.95}]
["Entrauchung","QFSTBK","QFSTBK800250","Elast. Verbindung für BSK, L=150mm","800 x 250 mm mit 30mm Rahmen",80,78.25,{"$f":"G21494*(1-VLOOKUP(F21494,Konditionen!$B:$D,3,0))","v":78.25}]
["Entrauchung","QFSTBK","QFSTBK250650","Elast. Verbindung für BSK, L=150mm","250 x 650 mm mit 30mm Rahmen",80,73.849999999999994,{"$f":"G21504*(1-VLOOKUP(F21504,Konditionen!$B:$D,3,0))","v":73.849999999999994}]
["Entrauchung","QFSTBK","QFSTBK300800","Elast. Verbindung für BSK, L=150mm","300 x 800 mm mit 30mm Rahmen",80,79.7,{"$f":"G21515*(1-VLOOKUP(F21515,Konditionen!$B:$D,3,0))","v":79.7}]
["Entrauchung","QFSTBK","QFSTBK400700","Elast. Verbindung für BSK, L=150mm","400 x 700 mm mit 30mm Rahmen",80,79.7,{"$f":"G21536*(1-VLOOKUP(F21536,Konditionen!$B:$D,3,0))","v":79.7}]
["Entrauchung","QFSTBK","QFSTBK400750","Elast. Verbindung für BSK, L=150mm","400 x 750 mm mit 30mm Rahmen",80,81.3,{"$f":"G21537*(1-VLOOKUP(F21537,Konditionen!$B:$D,3,0))","v":81.3}]
["Entrauchung","QFSTBK","QFSTBK500650","Elast. Verbindung für BSK, L=150mm","500 x 650 mm mit 30mm Rahmen",80,81.3,{"$f":"G21558*(1-VLOOKUP(F21558,Konditionen!$B:$D,3,0))","v":81.3}]
["Entrauchung","QFSTBK","QFSTBK550450","Elast. Verbindung für BSK, L=150mm","550 x 450 mm mit 30mm Rahmen",80,76.8,{"$f":"G21564*(1-VLOOKUP(F21564,Konditionen!$B:$D,3,0))","v":76.8}]
["Entrauchung","QFSTBK","QFSTBK600650","Elast. Verbindung für BSK, L=150mm","600 x 650 mm mit 30mm Rahmen",80,84.2,{"$f":"G21579*(1-VLOOKUP(F21579,Konditionen!$B:$D,3,0))","v":84.2}]
["Entrauchung","QFSTBK","QFSTBK1000400","Elast. Verbindung für BSK, L=150mm","1000 x 400 mm mit 30mm Rahmen",80,88.6,{"$f":"G21588*(1-VLOOKUP(F21588,Konditionen!$B:$D,3,0))","v":88.6}]
["Entrauchung","QFSTBK","QFSTBK650800","Elast. Verbindung für BSK, L=150mm","650 x 800 mm mit 30mm Rahmen",80,90.1,{"$f":"G21601*(1-VLOOKUP(F21601,Konditionen!$B:$D,3,0))","v":90.1}]
["Entrauchung","QFSTBK","QFSTBK700700","Elast. Verbindung für BSK, L=150mm","700 x 700 mm mit 30mm Rahmen",80,88.6,{"$f":"G21610*(1-VLOOKUP(F21610,Konditionen!$B:$D,3,0))","v":88.6}]
["Entrauchung","QFSTBK","QFSTBK800550","Elast. Verbindung für BSK, L=150mm","800 x 550 mm mit 30mm Rahmen",80,87.15,{"$f":"G21628*(1-VLOOKUP(F21628,Konditionen!$B:$D,3,0))","v":87.15}]
["Entrauchung","QFSTBK","QFSTBK800700","Elast. Verbindung für BSK, L=150mm","800 x 700 mm mit 30mm Rahmen",80,91.55,{"$f":"G21631*(1-VLOOKUP(F21631,Konditionen!$B:$D,3,0))","v":91.55}]
["Entrauchung","QFPEVS","QFPEVS201797","Weichstoffkompensator           STK","B=201mm x H=797mm",80,714.4,{"$f":"G21652*(1-VLOOKUP(F21652,Konditionen!$B:$D,3,0))","v":714.4}]
["Entrauchung","QFPEVS","QFPEVS252503","Weichstoffkompensator           STK","B=252mm x H=503mm",80,654.1,{"$f":"G21661*(1-VLOOKUP(F21661,Konditionen!$B:$D,3,0))","v":654.1}]
["Entrauchung","QFPEVS","QFPEVS318503","Weichstoffkompensator           STK","B=318mm x H=503mm",80,670.4,{"$f":"G21674*(1-VLOOKUP(F21674,Konditionen!$B:$D,3,0))","v":670.4}]
["Entrauchung","QFPEVS","QFPEVS357201","Weichstoffkompensator           STK","B=357mm x H=201mm",80,604.95000000000005,{"$f":"G21681*(1-VLOOKUP(F21681,Konditionen!$B:$D,3,0))","v":604.95000000000005}]
["Entrauchung","QFPEVS","QFPEVS400252","Weichstoffkompensator           STK","B=400mm x H=252mm",80,628.4,{"$f":"G21695*(1-VLOOKUP(F21695,Konditionen!$B:$D,3,0))","v":628.4}]
["Entrauchung","QFPEVS","QFPEVS400797","Weichstoffkompensator           STK","B=400mm x H=797mm",80,764.05,{"$f":"G21704*(1-VLOOKUP(F21704,Konditionen!$B:$D,3,0))","v":764.05}]
["Entrauchung","QFPEVS","QFPEVS503449","Weichstoffkompensator           STK","B=503mm x H=449mm",80,703.1,{"$f":"G21725*(1-VLOOKUP(F21725,Konditionen!$B:$D,3,0))","v":703.1}]
["Entrauchung","QFPEVS","QFPEVS503503","Weichstoffkompensator           STK","B=503mm x H=503mm",80,716.5,{"$f":"G21726*(1-VLOOKUP(F21726,Konditionen!$B:$D,3,0))","v":716.5}]
["Entrauchung","QFPEVS","QFPEVS5651000","Weichstoffkompensator           STK","B=565mm x H=1000mm",80,855.5,{"$f":"G21745*(1-VLOOKUP(F21745,Konditionen!$B:$D,3,0))","v":855.5}]
["Entrauchung","QFPEVS","QFPEVS711201","Weichstoffkompensator           STK","B=711mm x H=201mm",80,693.15,{"$f":"G21759*(1-VLOOKUP(F21759,Konditionen!$B:$D,3,0))","v":693.15}]
["Entrauchung","QFPEVS","QFPEVS711711","Weichstoffkompensator           STK","B=711mm x H=711mm",80,819.9,{"$f":"G21768*(1-VLOOKUP(F21768,Konditionen!$B:$D,3,0))","v":819.9}]
["Entrauchung","QFPEVS","QFPEVS797449","Weichstoffkompensator           STK","B=797mm x H=449mm",80,776.1,{"$f":"G21777*(1-VLOOKUP(F21777,Konditionen!$B:$D,3,0))","v":776.1}]
["Entrauchung","QFPEVS","QFPEVS894449","Weichstoffkompensator           STK","B=894mm x H=449mm",80,800.3,{"$f":"G21790*(1-VLOOKUP(F21790,Konditionen!$B:$D,3,0))","v":800.3}]
["Entrauchung","QFPEVS","QFPEVS1003201","Weichstoffkompensator           STK","B=1003mm x H=201mm",80,765.75,{"$f":"G21798*(1-VLOOKUP(F21798,Konditionen!$B:$D,3,0))","v":765.75}]
["Entrauchung","QFPEVS","QFPEVS1125634","Weichstoffkompensator           STK","B=1125mm x H=634mm",80,903.7,{"$f":"G21819*(1-VLOOKUP(F21819,Konditionen!$B:$D,3,0))","v":903.7}]
["Entrauchung","QFPEVS","QFPEVS1125711","Weichstoffkompensator           STK","B=1125mm x H=711mm",80,922.85,{"$f":"G21820*(1-VLOOKUP(F21820,Konditionen!$B:$D,3,0))","v":922.85}]
["Filter","3VEPM256","3VEPM2565592592","V-Zellen-Filter 3V-EPM2,5-65 292mm","592 x 592  Filterklasse ePM2,5 65%",37,176.1,{"$f":"G21841*(1-VLOOKUP(F21841,Konditionen!$B:$D,3,0))","v":176.1}]
["Fflexible Rohre","SLFS","SLFS502B2802000","s-isol-Flexr.SLF-S50-2B/2B 280.2000","",11,362.3,{"$f":"G21854*(1-VLOOKUP(F21854,Konditionen!$B:$D,3,0))","v":362.3}]
["Fflexible Rohre","SRFW","SRFW252B3552000","w-isol.Flexr.SRF-W25-2B/2B 355.2000","",11,376.9,{"$f":"G21862*(1-VLOOKUP(F21862,Konditionen!$B:$D,3,0))","v":376.9}]
["Entrauchung","QFSTBK","QFSTBK150600","Elast. Verbindung für BSK, L=150mm","150 x 600 mm mit 30mm Rahmen",80,69.45,{"$f":"G21871*(1-VLOOKUP(F21871,Konditionen!$B:$D,3,0))","v":69.45}]
["Entrauchung","QFSTBK","QFSTBK900400","Elast. Verbindung für BSK, L=150mm","900 x 400 mm mit 30mm Rahmen",80,85.7,{"$f":"G21884*(1-VLOOKUP(F21884,Konditionen!$B:$D,3,0))","v":85.7}]
["Entrauchung","QFSTBK","QFSTBK1000300","Elast. Verbindung für BSK, L=150mm","1000 x 300 mm mit 30mm Rahmen",80,85.7,{"$f":"G21893*(1-VLOOKUP(F21893,Konditionen!$B:$D,3,0))","v":85.7}]
["Klappen","FTCU","FTCU125BT","Ultralink Vol.str.regl. FTCU-125-BT","Regelklappe, Display, Bluetooth","Netto",616.04999999999995,{"$f":"G21914*(1-VLOOKUP(F21914,Konditionen!$B:$D,3,0))","v":616.04999999999995}]
["Klappen","FTCU","FTCU160BT","Ultralink Vol.str.regl. FTCU-160-BT","Regelklappe, Display, Bluetooth","Netto",622.54999999999995,{"$f":"G21915*(1-VLOOKUP(F21915,Konditionen!$B:$D,3,0))","v":622.54999999999995}]
["Entrauchung","QFSTBK","QFSTBK1100600","Elast. Verbindung für BSK, L=150mm","1100 x 600 mm mit 30mm Rahmen",80,97.5,{"$f":"G21935*(1-VLOOKUP(F21935,Konditionen!$B:$D,3,0))","v":97.5}]
["Brandschutz","WHS25C","WHS25C300","Brandschutzklappe mit Einbaustein","L = 340 mm",8006,487.8,{"$f":"G21948*(1-VLOOKUP(F21948,Konditionen!$B:$D,3,0))","v":487.8}]
["Brandschutz","WHS25CS2","WHS25CS2224","Brandschutzklappe mit Einbaustein","L = 340 mm",8006,450.2,{"$f":"G21957*(1-VLOOKUP(F21957,Konditionen!$B:$D,3,0))","v":450.2}]
["Brandschutz","WHS25VSB","WHS25VSB160","Brandschutzklappe mit Einbaustein","und Stellmotor 24V Belimo BFL24T",8006,656.7,{"$f":"G21966*(1-VLOOKUP(F21966,Konditionen!$B:$D,3,0))","v":656.7}]
["Brandschutz","WHS25DSB","WHS25DSB180","Brandschutzklappe mit Einbaustein","und Stellmotor 230V Belimo BFL230T",8006,704.9,{"$f":"G21979*(1-VLOOKUP(F21979,Konditionen!$B:$D,3,0))","v":704.9}]
["Entrauchung","QFSTBK","QFSTBK1300400","Elast. Verbindung für BSK, L=150mm","1300 x 400 mm mit 30mm Rahmen",80,97.5,{"$f":"G21986*(1-VLOOKUP(F21986,Konditionen!$B:$D,3,0))","v":97.5}]
["Filter","","MEPM256547287287","Panelfilter M-EPM2565 47mm 287x287","Maico Bezeichnung: RF 20-7",37,43.25,{"$f":"G22000*(1-VLOOKUP(F22000,Konditionen!$B:$D,3,0))","v":43.25}]
["Entrauchung","QFSTBK","QFSTBK1150400","Elast. Verbindung für BSK, L=150mm","1150 x 400 mm mit 30mm Rahmen",80,93.15,{"$f":"G22009*(1-VLOOKUP(F22009,Konditionen!$B:$D,3,0))","v":93.15}]
["Luftdurchlässe","RGS","RGSFP52575","Rohreinbaugitter  RGSFP   525 X  75","Stahl verzinkt",70,60.85,{"$f":"G22030*(1-VLOOKUP(F22030,Konditionen!$B:$D,3,0))","v":60.85}]
["Luftdurchlässe","RGS","RGSFP425150","Rohreinbaugitter  RGSFP  425 X 150","Stahl verzinkt",70,58.75,{"$f":"G22043*(1-VLOOKUP(F22043,Konditionen!$B:$D,3,0))","v":58.75}]
["Luftdurchlässe","RGS","RGSFP425225","Rohreinbaugitter  RGSFP   425 X 225","Stahl verzinkt",70,55.75,{"$f":"G22050*(1-VLOOKUP(F22050,Konditionen!$B:$D,3,0))","v":55.75}]
["Schalldämpfer","","SLFSU251401000","Schalldämpfer  SLFSU 25 140.1000","beidseitig Safe-Anschluss",30,0,{"$f":"G22060*(1-VLOOKUP(F22060,Konditionen!$B:$D,3,0))","v":0}]
["Luftdurchlässe","LTD25","LTD251550S0D0","Schlitzdurchlass LTD-25-1-550-S0-D0","Profil Alu elox., Lamellen RAL9005",70,82.15,{"$f":"G22073*(1-VLOOKUP(F22073,Konditionen!$B:$D,3,0))","v":82.15}]
["Luftdurchlässe","LTD25","LTD2511000S0D0","Schlitzdurchl.  LTD-25-1-1000-S0-D0","Profil Alu elox., Lamellen RAL9005",70,96.4,{"$f":"G22082*(1-VLOOKUP(F22082,Konditionen!$B:$D,3,0))","v":96.4}]
["Luftdurchlässe","LTD25","LTD2511650S0D0","Schlitzdurchl.  LTD-25-1-1650-S0-D0","Profil Alu elox., Lamellen RAL9005",70,130.1,{"$f":"G22095*(1-VLOOKUP(F22095,Konditionen!$B:$D,3,0))","v":130.1}]
["Luftdurchlässe","LTD25","LTD252850S0D0","Schlitzdurchlass LTD-25-2-850-S0-D0","Profil Alu elox., Lamellen RAL9005",70,113.2,{"$f":"G22114*(1-VLOOKUP(F22114,Konditionen!$B:$D,3,0))","v":113.2}]
["Luftdurchlässe","LTD25","LTD2521350S0D0","Schlitzdurchl.  LTD-25-2-1350-S0-D0","Profil Alu elox., Lamellen RAL9005",70,137.85,{"$f":"G22124*(1-VLOOKUP(F22124,Konditionen!$B:$D,3,0))","v":137.85}]
["Luftdurchlässe","LTD25","LTD2522000S0D0","Schlitzdurchl.  LTD-25-2-2000-S0-D0","Profil Alu elox., Lamellen RAL9005",70,185.7,{"$f":"G22137*(1-VLOOKUP(F22137,Konditionen!$B:$D,3,0))","v":185.7}]
["Luftdurchlässe","LTD25","LTD253700S0D0","Schlitzdurchlass LTD-25-3-700-S0-D0","Profil Alu elox., Lamellen RAL9005",70,123.5,{"$f":"G22146*(1-VLOOKUP(F22146,Konditionen!$B:$D,3,0))","v":123.5}]
["Luftdurchlässe","LTD25","LTD2531350S0D0","Schlitzdurchl.  LTD-25-3-1350-S0-D0","Profil Alu elox., Lamellen RAL9005",70,171.45,{"$f":"G22159*(1-VLOOKUP(F22159,Konditionen!$B:$D,3,0))","v":171.45}]
["Luftdurchlässe","LTD25","LTD2531750S0D0","Schlitzdurchl.  LTD-25-3-1750-S0-D0","Profil Alu elox., Lamellen RAL9005",70,215.4,{"$f":"G22167*(1-VLOOKUP(F22167,Konditionen!$B:$D,3,0))","v":215.4}]
["Luftdurchlässe","LTD25","LTD254450S0D0","Schlitzdurchlass LTD-25-4-450-S0-D0","Profil Alu elox., Lamellen RAL9005",70,127.45,{"$f":"G22176*(1-VLOOKUP(F22176,Konditionen!$B:$D,3,0))","v":127.45}]
["Luftdurchlässe","LTD25","LTD2541100S0D0","Schlitzdurchl.  LTD-25-4-1100-S0-D0","Profil Alu elox., Lamellen RAL9005",70,186.8,{"$f":"G22189*(1-VLOOKUP(F22189,Konditionen!$B:$D,3,0))","v":186.8}]
["Luftdurchlässe","LTD25","LTD2541550S0D0","Schlitzdurchl.  LTD-25-4-1550-S0-D0","Profil Alu elox., Lamellen RAL9005",70,243.9,{"$f":"G22198*(1-VLOOKUP(F22198,Konditionen!$B:$D,3,0))","v":243.9}]
["Luftdurchlässe","LTD25","LTD255850S0D0","Schlitzdurchlass LTD-25-5-850-S0-D0","Profil Alu elox., Lamellen RAL9005",70,190.9,{"$f":"G22219*(1-VLOOKUP(F22219,Konditionen!$B:$D,3,0))","v":190.9}]
["Luftdurchlässe","LTD25","LTD2551450S0D0","Schlitzdurchl.  LTD-25-5-1450-S0-D0","Profil Alu elox., Lamellen RAL9005",70,250.95,{"$f":"G22231*(1-VLOOKUP(F22231,Konditionen!$B:$D,3,0))","v":250.95}]
["Luftdurchlässe","LTD25","LTD2551900S0D0","Schlitzdurchl.  LTD-25-5-1900-S0-D0","Profil Alu elox., Lamellen RAL9005",70,317.2,{"$f":"G22240*(1-VLOOKUP(F22240,Konditionen!$B:$D,3,0))","v":317.2}]
["Luftdurchlässe","LTD25","LTD256800S0D0","Schlitzdurchlass LTD-25-6-800-S0-D0","Profil Alu elox., Lamellen RAL9005",70,202.15,{"$f":"G22253*(1-VLOOKUP(F22253,Konditionen!$B:$D,3,0))","v":202.15}]
["Luftdurchlässe","LTD25","LTD2561250S0D0","Schlitzdurchl.  LTD-25-6-1250-S0-D0","Profil Alu elox., Lamellen RAL9005",70,262.95,{"$f":"G22262*(1-VLOOKUP(F22262,Konditionen!$B:$D,3,0))","v":262.95}]
["Luftdurchlässe","LTD25","LTD2561700S0D0","Schlitzdurchl.  LTD-25-6-1700-S0-D0","Profil Alu elox., Lamellen RAL9005",70,337.75,{"$f":"G22271*(1-VLOOKUP(F22271,Konditionen!$B:$D,3,0))","v":337.75}]
["Luftdurchlässe","LTD25","LTD251600S1D0","Schlitzdurchlass LTD-25-1-600-S1-D0","Profil RAL9010, Lamellen RAL9005",70,83.25,{"$f":"G22284*(1-VLOOKUP(F22284,Konditionen!$B:$D,3,0))","v":83.25}]
["Luftdurchlässe","LTD25","LTD2511000S1D0","Schlitzdurchl.  LTD-25-1-1000-S1-D0","Profil RAL9010, Lamellen RAL9005",70,96.4,{"$f":"G22292*(1-VLOOKUP(F22292,Konditionen!$B:$D,3,0))","v":96.4}]
["Luftdurchlässe","LTD25","LTD252300S1D0","Schlitzdurchlass LTD-25-2-300-S1-D0","Profil RAL9010, Lamellen RAL9005",70,85,{"$f":"G22313*(1-VLOOKUP(F22313,Konditionen!$B:$D,3,0))","v":85}]
["Luftdurchlässe","LTD25","LTD252950S1D0","Schlitzdurchlass LTD-25-2-950-S1-D0","Profil RAL9010, Lamellen RAL9005",70,118.4,{"$f":"G22326*(1-VLOOKUP(F22326,Konditionen!$B:$D,3,0))","v":118.4}]
["Luftdurchlässe","LTD25","LTD2521400S1D0","Schlitzdurchl.  LTD-25-2-1400-S1-D0","Profil RAL9010, Lamellen RAL9005",70,139.94999999999999,{"$f":"G22335*(1-VLOOKUP(F22335,Konditionen!$B:$D,3,0))","v":139.94999999999999}]
["Luftdurchlässe","LTD25","LTD253300S1D0","Schlitzdurchlass LTD-25-3-300-S1-D0","Profil RAL9010, Lamellen RAL9005",70,98.25,{"$f":"G22348*(1-VLOOKUP(F22348,Konditionen!$B:$D,3,0))","v":98.25}]
["Luftdurchlässe","LTD25","LTD253700S1D0","Schlitzdurchlass LTD-25-3-700-S1-D0","Profil RAL9010, Lamellen RAL9005",70,123.5,{"$f":"G22356*(1-VLOOKUP(F22356,Konditionen!$B:$D,3,0))","v":123.5}]
["Luftdurchlässe","LTD25","LTD2531150S1D0","Schlitzdurchl.  LTD-25-3-1150-S1-D0","Profil RAL9010, Lamellen RAL9005",70,158.19999999999999,{"$f":"G22365*(1-VLOOKUP(F22365,Konditionen!$B:$D,3,0))","v":158.19999999999999}]
["Luftdurchlässe","LTD25","LTD2531800S1D0","Schlitzdurchl.  LTD-25-3-1800-S1-D0","Profil RAL9010, Lamellen RAL9005",70,218.35,{"$f":"G22378*(1-VLOOKUP(F22378,Konditionen!$B:$D,3,0))","v":218.35}]
["Luftdurchlässe","LTD25","LTD254500S1D0","Schlitzdurchlass LTD-25-4-500-S1-D0","Profil RAL9010, Lamellen RAL9005",70,131.55000000000001,{"$f":"G22387*(1-VLOOKUP(F22387,Konditionen!$B:$D,3,0))","v":131.55000000000001}]
["Luftdurchlässe","LTD25","LTD2541200S1D0","Schlitzdurchl.  LTD-25-4-1200-S1-D0","Profil RAL9010, Lamellen RAL9005",70,195.95,{"$f":"G22401*(1-VLOOKUP(F22401,Konditionen!$B:$D,3,0))","v":195.95}]
["Luftdurchlässe","LTD25","LTD255400S1D0","Schlitzdurchlass LTD-25-5-400-S1-D0","Profil RAL9010, Lamellen RAL9005",70,138.85,{"$f":"G22420*(1-VLOOKUP(F22420,Konditionen!$B:$D,3,0))","v":138.85}]
["Luftdurchlässe","LTD25","LTD255850S1D0","Schlitzdurchlass LTD-25-5-850-S1-D0","Profil RAL9010, Lamellen RAL9005",70,190.9,{"$f":"G22429*(1-VLOOKUP(F22429,Konditionen!$B:$D,3,0))","v":190.9}]
["Luftdurchlässe","LTD25","LTD2551500S1D0","Schlitzdurchl.  LTD-25-5-1500-S1-D0","Profil RAL9010, Lamellen RAL9005",70,256.05,{"$f":"G22442*(1-VLOOKUP(F22442,Konditionen!$B:$D,3,0))","v":256.05}]
["Luftdurchlässe","LTD25","LTD2551950S1D0","Schlitzdurchl.  LTD-25-5-1950-S1-D0","Profil RAL9010, Lamellen RAL9005",70,321.2,{"$f":"G22451*(1-VLOOKUP(F22451,Konditionen!$B:$D,3,0))","v":321.2}]
["Luftdurchlässe","LTD25","LTD256650S1D0","Schlitzdurchlass LTD-25-6-650-S1-D0","Profil RAL9010, Lamellen RAL9005",70,184.65,{"$f":"G22460*(1-VLOOKUP(F22460,Konditionen!$B:$D,3,0))","v":184.65}]
["Luftdurchlässe","LTD25","LTD2561250S1D0","Schlitzdurchl.  LTD-25-6-1250-S1-D0","Profil RAL9010, Lamellen RAL9005",70,262.95,{"$f":"G22472*(1-VLOOKUP(F22472,Konditionen!$B:$D,3,0))","v":262.95}]
["Luftdurchlässe","LTD25","LTD2561700S1D0","Schlitzdurchl.  LTD-25-6-1700-S1-D0","Profil RAL9010, Lamellen RAL9005",70,337.75,{"$f":"G22481*(1-VLOOKUP(F22481,Konditionen!$B:$D,3,0))","v":337.75}]
["Luftdurchlässe","LTD25","LTD251600S2D0","Schlitzdurchlass LTD-25-1-600-S2-D0","Profil RAL9003, Lamellen RAL9005",70,83.25,{"$f":"G22494*(1-VLOOKUP(F22494,Konditionen!$B:$D,3,0))","v":83.25}]
["Luftdurchlässe","LTD25","LTD2511650S2D0","Schlitzdurchl.  LTD-25-1-1650-S2-D0","Profil RAL9003, Lamellen RAL9005",70,130.1,{"$f":"G22515*(1-VLOOKUP(F22515,Konditionen!$B:$D,3,0))","v":130.1}]
["Luftdurchlässe","LTD25","LTD252350S2D0","Schlitzdurchlass LTD-25-2-350-S2-D0","Profil RAL9003, Lamellen RAL9005",70,86.95,{"$f":"G22524*(1-VLOOKUP(F22524,Konditionen!$B:$D,3,0))","v":86.95}]
["Luftdurchlässe","LTD25","LTD252950S2D0","Schlitzdurchlass LTD-25-2-950-S2-D0","Profil RAL9003, Lamellen RAL9005",70,118.4,{"$f":"G22536*(1-VLOOKUP(F22536,Konditionen!$B:$D,3,0))","v":118.4}]
["Luftdurchlässe","LTD25","LTD2521400S2D0","Schlitzdurchl.  LTD-25-2-1400-S2-D0","Profil RAL9003, Lamellen RAL9005",70,139.94999999999999,{"$f":"G22545*(1-VLOOKUP(F22545,Konditionen!$B:$D,3,0))","v":139.94999999999999}]
["Luftdurchlässe","LTD25","LTD253300S2D0","Schlitzdurchlass LTD-25-3-300-S2-D0","Profil RAL9003, Lamellen RAL9005",70,98.25,{"$f":"G22558*(1-VLOOKUP(F22558,Konditionen!$B:$D,3,0))","v":98.25}]
["Luftdurchlässe","LTD25","LTD253750S2D0","Schlitzdurchlass LTD-25-3-750-S2-D0","Profil RAL9003, Lamellen RAL9005",70,127.45,{"$f":"G22567*(1-VLOOKUP(F22567,Konditionen!$B:$D,3,0))","v":127.45}]
["Luftdurchlässe","LTD25","LTD2531200S2D0","Schlitzdurchl.  LTD-25-3-1200-S2-D0","Profil RAL9003, Lamellen RAL9005",70,161.25,{"$f":"G22576*(1-VLOOKUP(F22576,Konditionen!$B:$D,3,0))","v":161.25}]
["Luftdurchlässe","LTD25","LTD2531850S2D0","Schlitzdurchl.  LTD-25-3-1850-S2-D0","Profil RAL9003, Lamellen RAL9005",70,221.2,{"$f":"G22589*(1-VLOOKUP(F22589,Konditionen!$B:$D,3,0))","v":221.2}]
["Luftdurchlässe","LTD25","LTD2541100S2D0","Schlitzdurchl.  LTD-25-4-1100-S2-D0","Profil RAL9003, Lamellen RAL9005",70,186.8,{"$f":"G22609*(1-VLOOKUP(F22609,Konditionen!$B:$D,3,0))","v":186.8}]
["Luftdurchlässe","LTD25","LTD2541550S2D0","Schlitzdurchl.  LTD-25-4-1550-S2-D0","Profil RAL9003, Lamellen RAL9005",70,243.9,{"$f":"G22618*(1-VLOOKUP(F22618,Konditionen!$B:$D,3,0))","v":243.9}]
["Luftdurchlässe","LTD25","LTD255450S2D0","Schlitzdurchlass LTD-25-5-450-S2-D0","Profil RAL9003, Lamellen RAL9005",70,143.94999999999999,{"$f":"G22631*(1-VLOOKUP(F22631,Konditionen!$B:$D,3,0))","v":143.94999999999999}]
["Luftdurchlässe","LTD25","LTD255900S2D0","Schlitzdurchlass LTD-25-5-900-S2-D0","Profil RAL9003, Lamellen RAL9005",70,195.95,{"$f":"G22640*(1-VLOOKUP(F22640,Konditionen!$B:$D,3,0))","v":195.95}]
["Luftdurchlässe","LTD25","LTD2551550S2D0","Schlitzdurchl.  LTD-25-5-1550-S2-D0","Profil RAL9003, Lamellen RAL9005",70,281.7,{"$f":"G22653*(1-VLOOKUP(F22653,Konditionen!$B:$D,3,0))","v":281.7}]
["Luftdurchlässe","LTD25","LTD2551950S2D0","Schlitzdurchl.  LTD-25-5-1950-S2-D0","Profil RAL9003, Lamellen RAL9005",70,321.2,{"$f":"G22661*(1-VLOOKUP(F22661,Konditionen!$B:$D,3,0))","v":321.2}]
["Luftdurchlässe","LTD25","LTD256650S2D0","Schlitzdurchlass LTD-25-6-650-S2-D0","Profil RAL9003, Lamellen RAL9005",70,184.65,{"$f":"G22670*(1-VLOOKUP(F22670,Konditionen!$B:$D,3,0))","v":184.65}]
["Luftdurchlässe","LTD25","LTD2561300S2D0","Schlitzdurchl.  LTD-25-6-1300-S2-D0","Profil RAL9003, Lamellen RAL9005",70,269.25,{"$f":"G22683*(1-VLOOKUP(F22683,Konditionen!$B:$D,3,0))","v":269.25}]
["Luftdurchlässe","LTD25","LTD251600S0D4","Schlitzdurchlass LTD-25-1-600-S0-D4","Profil Alu elox, Lamellen Alu elox.",70,83.25,{"$f":"G22704*(1-VLOOKUP(F22704,Konditionen!$B:$D,3,0))","v":83.25}]
["Luftdurchlässe","LTD25","LTD2511050S0D4","Schlitzdurchl.  LTD-25-1-1050-S0-D4","Profil Alu elox, Lamellen Alu elox.",70,100.8,{"$f":"G22713*(1-VLOOKUP(F22713,Konditionen!$B:$D,3,0))","v":100.8}]
["Luftdurchlässe","LTD25","LTD2511650S0D4","Schlitzdurchl.  LTD-25-1-1650-S0-D4","Profil Alu elox, Lamellen Alu elox.",70,130.1,{"$f":"G22725*(1-VLOOKUP(F22725,Konditionen!$B:$D,3,0))","v":130.1}]
["Luftdurchlässe","LTD25","LTD252350S0D4","Schlitzdurchlass LTD-25-2-350-S0-D4","Profil Alu elox, Lamellen Alu elox.",70,86.95,{"$f":"G22734*(1-VLOOKUP(F22734,Konditionen!$B:$D,3,0))","v":86.95}]
["Luftdurchlässe","LTD25","LTD2521000S0D4","Schlitzdurchl.  LTD-25-2-1000-S0-D4","Profil Alu elox, Lamellen Alu elox.",70,120.55,{"$f":"G22747*(1-VLOOKUP(F22747,Konditionen!$B:$D,3,0))","v":120.55}]
["Luftdurchlässe","LTD25","LTD2521450S0D4","Schlitzdurchl.  LTD-25-2-1450-S0-D4","Profil Alu elox, Lamellen Alu elox.",70,142.85,{"$f":"G22756*(1-VLOOKUP(F22756,Konditionen!$B:$D,3,0))","v":142.85}]
["Luftdurchlässe","LTD25","LTD2521950S0D4","Schlitzdurchl.  LTD-25-2-1950-S0-D4","Profil Alu elox, Lamellen Alu elox.",70,183.55,{"$f":"G22766*(1-VLOOKUP(F22766,Konditionen!$B:$D,3,0))","v":183.55}]
["Luftdurchlässe","LTD25","LTD253750S0D4","Schlitzdurchlass LTD-25-3-750-S0-D4","Profil Alu elox, Lamellen Alu elox.",70,127.45,{"$f":"G22777*(1-VLOOKUP(F22777,Konditionen!$B:$D,3,0))","v":127.45}]
["Luftdurchlässe","LTD25","LTD2531800S0D4","Schlitzdurchl.  LTD-25-3-1800-S0-D4","Profil Alu elox, Lamellen Alu elox.",70,218.35,{"$f":"G22798*(1-VLOOKUP(F22798,Konditionen!$B:$D,3,0))","v":218.35}]
["Luftdurchlässe","LTD25","LTD254700S0D4","Schlitzdurchlass LTD-25-4-700-S0-D4","Profil Alu elox, Lamellen Alu elox.",70,148,{"$f":"G22811*(1-VLOOKUP(F22811,Konditionen!$B:$D,3,0))","v":148}]
["Luftdurchlässe","LTD25","LTD2541150S0D4","Schlitzdurchl.  LTD-25-4-1150-S0-D4","Profil Alu elox, Lamellen Alu elox.",70,190.9,{"$f":"G22820*(1-VLOOKUP(F22820,Konditionen!$B:$D,3,0))","v":190.9}]
["Luftdurchlässe","LTD25","LTD2541650S0D4","Schlitzdurchl.  LTD-25-4-1650-S0-D4","Profil Alu elox, Lamellen Alu elox.",70,252.05,{"$f":"G22830*(1-VLOOKUP(F22830,Konditionen!$B:$D,3,0))","v":252.05}]
["Luftdurchlässe","LTD25","LTD255450S0D4","Schlitzdurchlass LTD-25-5-450-S0-D4","Profil Alu elox, Lamellen Alu elox.",70,143.94999999999999,{"$f":"G22841*(1-VLOOKUP(F22841,Konditionen!$B:$D,3,0))","v":143.94999999999999}]
["Luftdurchlässe","LTD25","LTD255900S0D4","Schlitzdurchlass LTD-25-5-900-S0-D4","Profil Alu elox, Lamellen Alu elox.",70,195.95,{"$f":"G22850*(1-VLOOKUP(F22850,Konditionen!$B:$D,3,0))","v":195.95}]
["Luftdurchlässe","LTD25","LTD2551350S0D4","Schlitzdurchl.  LTD-25-5-1350-S0-D4","Profil Alu elox, Lamellen Alu elox.",70,240.65,{"$f":"G22859*(1-VLOOKUP(F22859,Konditionen!$B:$D,3,0))","v":240.65}]
["Luftdurchlässe","LTD25","LTD2552000S0D4","Schlitzdurchl.  LTD-25-5-2000-S0-D4","Profil Alu elox, Lamellen Alu elox.",70,327.5,{"$f":"G22872*(1-VLOOKUP(F22872,Konditionen!$B:$D,3,0))","v":327.5}]
["Luftdurchlässe","LTD25","LTD256800S0D4","Schlitzdurchlass LTD-25-6-800-S0-D4","Profil Alu elox, Lamellen Alu elox.",70,202.15,{"$f":"G22883*(1-VLOOKUP(F22883,Konditionen!$B:$D,3,0))","v":202.15}]
["Luftdurchlässe","LTD25","LTD2561900S0D4","Schlitzdurchl.  LTD-25-6-1900-S0-D4","Profil Alu elox, Lamellen Alu elox.",70,361.2,{"$f":"G22905*(1-VLOOKUP(F22905,Konditionen!$B:$D,3,0))","v":361.2}]
["Luftdurchlässe","LTD25","LTD251600S1D4","Schlitzdurchlass LTD-25-1-600-S1-D4","Profil RAL9010, Lamellen Alu elox.",70,83.25,{"$f":"G22914*(1-VLOOKUP(F22914,Konditionen!$B:$D,3,0))","v":83.25}]
["Luftdurchlässe","LTD25","LTD2511050S1D4","Schlitzdurchl.  LTD-25-1-1050-S1-D4","Profil RAL9010, Lamellen Alu elox.",70,100.8,{"$f":"G22923*(1-VLOOKUP(F22923,Konditionen!$B:$D,3,0))","v":100.8}]
["Luftdurchlässe","LTD25","LTD2511700S1D4","Schlitzdurchl.  LTD-25-1-1700-S1-D4","Profil RAL9010, Lamellen Alu elox.",70,131.1,{"$f":"G22936*(1-VLOOKUP(F22936,Konditionen!$B:$D,3,0))","v":131.1}]
["Luftdurchlässe","LTD25","LTD252500S1D4","Schlitzdurchlass LTD-25-2-500-S1-D4","Profil RAL9010, Lamellen Alu elox.",70,93.05,{"$f":"G22947*(1-VLOOKUP(F22947,Konditionen!$B:$D,3,0))","v":93.05}]
["Luftdurchlässe","LTD25","LTD252800S1D4","Schlitzdurchlass LTD-25-2-800-S1-D4","Profil RAL9010, Lamellen Alu elox.",70,108.1,{"$f":"G22953*(1-VLOOKUP(F22953,Konditionen!$B:$D,3,0))","v":108.1}]
["Luftdurchlässe","LTD25","LTD2521450S1D4","Schlitzdurchl.  LTD-25-2-1450-S1-D4","Profil RAL9010, Lamellen Alu elox.",70,142.85,{"$f":"G22966*(1-VLOOKUP(F22966,Konditionen!$B:$D,3,0))","v":142.85}]
["Luftdurchlässe","LTD25","LTD253750S1D4","Schlitzdurchlass LTD-25-3-750-S1-D4","Profil RAL9010, Lamellen Alu elox.",70,127.45,{"$f":"G22987*(1-VLOOKUP(F22987,Konditionen!$B:$D,3,0))","v":127.45}]
["Luftdurchlässe","LTD25","LTD2531400S1D4","Schlitzdurchl.  LTD-25-3-1400-S1-D4","Profil RAL9010, Lamellen Alu elox.",70,174.4,{"$f":"G23000*(1-VLOOKUP(F23000,Konditionen!$B:$D,3,0))","v":174.4}]
["Luftdurchlässe","LTD25","LTD2531850S1D4","Schlitzdurchl.  LTD-25-3-1850-S1-D4","Profil RAL9010, Lamellen Alu elox.",70,221.2,{"$f":"G23009*(1-VLOOKUP(F23009,Konditionen!$B:$D,3,0))","v":221.2}]
["Luftdurchlässe","LTD25","LTD254550S1D4","Schlitzdurchlass LTD-25-4-550-S1-D4","Profil RAL9010, Lamellen Alu elox.",70,135.9,{"$f":"G23018*(1-VLOOKUP(F23018,Konditionen!$B:$D,3,0))","v":135.9}]
["Luftdurchlässe","LTD25","LTD2541150S1D4","Schlitzdurchl.  LTD-25-4-1150-S1-D4","Profil RAL9010, Lamellen Alu elox.",70,190.9,{"$f":"G23030*(1-VLOOKUP(F23030,Konditionen!$B:$D,3,0))","v":190.9}]
["Luftdurchlässe","LTD25","LTD2541600S1D4","Schlitzdurchl.  LTD-25-4-1600-S1-D4","Profil RAL9010, Lamellen Alu elox.",70,248,{"$f":"G23039*(1-VLOOKUP(F23039,Konditionen!$B:$D,3,0))","v":248}]
["Luftdurchlässe","LTD25","LTD255500S1D4","Schlitzdurchlass LTD-25-5-500-S1-D4","Profil RAL9010, Lamellen Alu elox.",70,149.15,{"$f":"G23052*(1-VLOOKUP(F23052,Konditionen!$B:$D,3,0))","v":149.15}]
["Luftdurchlässe","LTD25","LTD255950S1D4","Schlitzdurchlass LTD-25-5-950-S1-D4","Profil RAL9010, Lamellen Alu elox.",70,201.05,{"$f":"G23061*(1-VLOOKUP(F23061,Konditionen!$B:$D,3,0))","v":201.05}]
["Luftdurchlässe","LTD25","LTD2552000S1D4","Schlitzdurchl.  LTD-25-5-2000-S1-D4","Profil RAL9010, Lamellen Alu elox.",70,327.5,{"$f":"G23082*(1-VLOOKUP(F23082,Konditionen!$B:$D,3,0))","v":327.5}]
["Luftdurchlässe","LTD25","LTD256850S1D4","Schlitzdurchlass LTD-25-6-850-S1-D4","Profil RAL9010, Lamellen Alu elox.",70,216.1,{"$f":"G23094*(1-VLOOKUP(F23094,Konditionen!$B:$D,3,0))","v":216.1}]
["Luftdurchlässe","LTD25","LTD2561300S1D4","Schlitzdurchl.  LTD-25-6-1300-S1-D4","Profil RAL9010, Lamellen Alu elox.",70,269.25,{"$f":"G23103*(1-VLOOKUP(F23103,Konditionen!$B:$D,3,0))","v":269.25}]
["Luftdurchlässe","LTD25","LTD2561750S1D4","Schlitzdurchl.  LTD-25-6-1750-S1-D4","Profil RAL9010, Lamellen Alu elox.",70,342.85,{"$f":"G23112*(1-VLOOKUP(F23112,Konditionen!$B:$D,3,0))","v":342.85}]
["Luftdurchlässe","LTD25","LTD251650S2D4","Schlitzdurchlass LTD-25-1-650-S2-D4","Profil RAL9003, Lamellen Alu elox.",70,84.3,{"$f":"G23125*(1-VLOOKUP(F23125,Konditionen!$B:$D,3,0))","v":84.3}]
["Luftdurchlässe","LTD25","LTD2511150S2D4","Schlitzdurchl.  LTD-25-1-1150-S2-D4","Profil RAL9003, Lamellen Alu elox.",70,103,{"$f":"G23135*(1-VLOOKUP(F23135,Konditionen!$B:$D,3,0))","v":103}]
["Luftdurchlässe","LTD25","LTD2511700S2D4","Schlitzdurchl.  LTD-25-1-1700-S2-D4","Profil RAL9003, Lamellen Alu elox.",70,131.1,{"$f":"G23146*(1-VLOOKUP(F23146,Konditionen!$B:$D,3,0))","v":131.1}]
["Luftdurchlässe","LTD25","LTD252400S2D4","Schlitzdurchlass LTD-25-2-400-S2-D4","Profil RAL9003, Lamellen Alu elox.",70,89.1,{"$f":"G23155*(1-VLOOKUP(F23155,Konditionen!$B:$D,3,0))","v":89.1}]
["Luftdurchlässe","LTD25","LTD2521450S2D4","Schlitzdurchl.  LTD-25-2-1450-S2-D4","Profil RAL9003, Lamellen Alu elox.",70,142.85,{"$f":"G23176*(1-VLOOKUP(F23176,Konditionen!$B:$D,3,0))","v":142.85}]
["Luftdurchlässe","LTD25","LTD253350S2D4","Schlitzdurchlass LTD-25-3-350-S2-D4","Profil RAL9003, Lamellen Alu elox.",70,101.1,{"$f":"G23189*(1-VLOOKUP(F23189,Konditionen!$B:$D,3,0))","v":101.1}]
["Luftdurchlässe","LTD25","LTD253850S2D4","Schlitzdurchlass LTD-25-3-850-S2-D4","Profil RAL9003, Lamellen Alu elox.",70,137.85,{"$f":"G23199*(1-VLOOKUP(F23199,Konditionen!$B:$D,3,0))","v":137.85}]
["Luftdurchlässe","LTD25","LTD2531400S2D4","Schlitzdurchl.  LTD-25-3-1400-S2-D4","Profil RAL9003, Lamellen Alu elox.",70,174.4,{"$f":"G23210*(1-VLOOKUP(F23210,Konditionen!$B:$D,3,0))","v":174.4}]
["Luftdurchlässe","LTD25","LTD2531850S2D4","Schlitzdurchl.  LTD-25-3-1850-S2-D4","Profil RAL9003, Lamellen Alu elox.",70,221.2,{"$f":"G23219*(1-VLOOKUP(F23219,Konditionen!$B:$D,3,0))","v":221.2}]
["Luftdurchlässe","LTD25","LTD254550S2D4","Schlitzdurchlass LTD-25-4-550-S2-D4","Profil RAL9003, Lamellen Alu elox.",70,135.9,{"$f":"G23228*(1-VLOOKUP(F23228,Konditionen!$B:$D,3,0))","v":135.9}]
["Luftdurchlässe","LTD25","LTD2541200S2D4","Schlitzdurchl.  LTD-25-4-1200-S2-D4","Profil RAL9003, Lamellen Alu elox.",70,195.95,{"$f":"G23241*(1-VLOOKUP(F23241,Konditionen!$B:$D,3,0))","v":195.95}]
["Luftdurchlässe","LTD25","LTD2541750S2D4","Schlitzdurchl.  LTD-25-4-1750-S2-D4","Profil RAL9003, Lamellen Alu elox.",70,260.10000000000002,{"$f":"G23252*(1-VLOOKUP(F23252,Konditionen!$B:$D,3,0))","v":260.10000000000002}]
["Luftdurchlässe","LTD25","LTD255900S2D4","Schlitzdurchlass LTD-25-5-900-S2-D4","Profil RAL9003, Lamellen Alu elox.",70,195.95,{"$f":"G23270*(1-VLOOKUP(F23270,Konditionen!$B:$D,3,0))","v":195.95}]
["Luftdurchlässe","LTD25","LTD2551550S2D4","Schlitzdurchl.  LTD-25-5-1550-S2-D4","Profil RAL9003, Lamellen Alu elox.",70,281.7,{"$f":"G23283*(1-VLOOKUP(F23283,Konditionen!$B:$D,3,0))","v":281.7}]
["Luftdurchlässe","LTD25","LTD2552000S2D4","Schlitzdurchl.  LTD-25-5-2000-S2-D4","Profil RAL9003, Lamellen Alu elox.",70,327.5,{"$f":"G23292*(1-VLOOKUP(F23292,Konditionen!$B:$D,3,0))","v":327.5}]
["Luftdurchlässe","LTD25","LTD256900S2D4","Schlitzdurchlass LTD-25-6-900-S2-D4","Profil RAL9003, Lamellen Alu elox.",70,221.2,{"$f":"G23305*(1-VLOOKUP(F23305,Konditionen!$B:$D,3,0))","v":221.2}]
["Luftdurchlässe","LTD25","LTD2561450S2D4","Schlitzdurchl.  LTD-25-6-1450-S2-D4","Profil RAL9003, Lamellen Alu elox.",70,286.45,{"$f":"G23316*(1-VLOOKUP(F23316,Konditionen!$B:$D,3,0))","v":286.45}]
["Luftdurchlässe","LTD25","LTD2561750S2D4","Schlitzdurchl.  LTD-25-6-1750-S2-D4","Profil RAL9003, Lamellen Alu elox.",70,342.85,{"$f":"G23322*(1-VLOOKUP(F23322,Konditionen!$B:$D,3,0))","v":342.85}]
["Luftdurchlässe","LTD25","LTD251650S0D3","Schlitzdurchlass LTD-25-1-650-S0-D3","Profil Alu elox., Ohne Lamellen",70,80.3,{"$f":"G23335*(1-VLOOKUP(F23335,Konditionen!$B:$D,3,0))","v":80.3}]
["Luftdurchlässe","LTD25","LTD2511100S0D3","Schlitzdurchl.  LTD-25-1-1100-S0-D3","Profil Alu elox., Ohne Lamellen",70,97,{"$f":"G23344*(1-VLOOKUP(F23344,Konditionen!$B:$D,3,0))","v":97}]
["Luftdurchlässe","LTD25","LTD252400S0D3","Schlitzdurchlass LTD-25-2-400-S0-D3","Profil Alu elox., Ohne Lamellen",70,84.8,{"$f":"G23365*(1-VLOOKUP(F23365,Konditionen!$B:$D,3,0))","v":84.8}]
["Luftdurchlässe","LTD25","LTD252600S0D3","Schlitzdurchlass LTD-25-2-600-S0-D3","Profil Alu elox., Ohne Lamellen",70,93.55,{"$f":"G23369*(1-VLOOKUP(F23369,Konditionen!$B:$D,3,0))","v":93.55}]
["Luftdurchlässe","LTD25","LTD2521450S0D3","Schlitzdurchl.  LTD-25-2-1450-S0-D3","Profil Alu elox., Ohne Lamellen",70,136.1,{"$f":"G23386*(1-VLOOKUP(F23386,Konditionen!$B:$D,3,0))","v":136.1}]
["Luftdurchlässe","LTD25","LTD253350S0D3","Schlitzdurchlass LTD-25-3-350-S0-D3","Profil Alu elox., Ohne Lamellen",70,96.3,{"$f":"G23399*(1-VLOOKUP(F23399,Konditionen!$B:$D,3,0))","v":96.3}]
["Luftdurchlässe","LTD25","LTD253800S0D3","Schlitzdurchlass LTD-25-3-800-S0-D3","Profil Alu elox., Ohne Lamellen",70,124.6,{"$f":"G23408*(1-VLOOKUP(F23408,Konditionen!$B:$D,3,0))","v":124.6}]
["Luftdurchlässe","LTD25","LTD2531250S0D3","Schlitzdurchl.  LTD-25-3-1250-S0-D3","Profil Alu elox., Ohne Lamellen",70,156.65,{"$f":"G23417*(1-VLOOKUP(F23417,Konditionen!$B:$D,3,0))","v":156.65}]
["Luftdurchlässe","LTD25","LTD254300S0D3","Schlitzdurchlass LTD-25-4-300-S0-D3","Profil Alu elox., Ohne Lamellen",70,109.95,{"$f":"G23433*(1-VLOOKUP(F23433,Konditionen!$B:$D,3,0))","v":109.95}]
["Luftdurchlässe","LTD25","LTD254550S0D3","Schlitzdurchlass LTD-25-4-550-S0-D3","Profil Alu elox., Ohne Lamellen",70,129.5,{"$f":"G23438*(1-VLOOKUP(F23438,Konditionen!$B:$D,3,0))","v":129.5}]
["Luftdurchlässe","LTD25","LTD2541200S0D3","Schlitzdurchl.  LTD-25-4-1200-S0-D3","Profil Alu elox., Ohne Lamellen",70,186.7,{"$f":"G23451*(1-VLOOKUP(F23451,Konditionen!$B:$D,3,0))","v":186.7}]
["Luftdurchlässe","LTD25","LTD255500S0D3","Schlitzdurchlass LTD-25-5-500-S0-D3","Profil Alu elox., Ohne Lamellen",70,142,{"$f":"G23472*(1-VLOOKUP(F23472,Konditionen!$B:$D,3,0))","v":142}]
["Luftdurchlässe","LTD25","LTD255950S0D3","Schlitzdurchlass LTD-25-5-950-S0-D3","Profil Alu elox., Ohne Lamellen",70,191.5,{"$f":"G23481*(1-VLOOKUP(F23481,Konditionen!$B:$D,3,0))","v":191.5}]
["Luftdurchlässe","LTD25","LTD2551200S0D3","Schlitzdurchl.  LTD-25-5-1200-S0-D3","Profil Alu elox., Ohne Lamellen",70,215.6,{"$f":"G23486*(1-VLOOKUP(F23486,Konditionen!$B:$D,3,0))","v":215.6}]
["Luftdurchlässe","LTD25","LTD2552000S0D3","Schlitzdurchl.  LTD-25-5-2000-S0-D3","Profil Alu elox., Ohne Lamellen",70,311.8,{"$f":"G23502*(1-VLOOKUP(F23502,Konditionen!$B:$D,3,0))","v":311.8}]
["Luftdurchlässe","LTD25","LTD256700S0D3","Schlitzdurchlass LTD-25-6-700-S0-D3","Profil Alu elox., Ohne Lamellen",70,180.7,{"$f":"G23511*(1-VLOOKUP(F23511,Konditionen!$B:$D,3,0))","v":180.7}]
["Luftdurchlässe","LTD25","LTD2561350S0D3","Schlitzdurchl.  LTD-25-6-1350-S0-D3","Profil Alu elox., Ohne Lamellen",70,261.3,{"$f":"G23524*(1-VLOOKUP(F23524,Konditionen!$B:$D,3,0))","v":261.3}]
["Luftdurchlässe","LTD25","LTD2561800S0D3","Schlitzdurchl.  LTD-25-6-1800-S0-D3","Profil Alu elox., Ohne Lamellen",70,332.05,{"$f":"G23533*(1-VLOOKUP(F23533,Konditionen!$B:$D,3,0))","v":332.05}]
["Luftdurchlässe","LTD25","LTD251700S1D3","Schlitzdurchlass LTD-25-1-700-S1-D3","Profil RAL9010, Ohne Lamellen",70,81.650000000000006,{"$f":"G23546*(1-VLOOKUP(F23546,Konditionen!$B:$D,3,0))","v":81.650000000000006}]
["Luftdurchlässe","LTD25","LTD2511250S1D3","Schlitzdurchl.  LTD-25-1-1250-S1-D3","Profil RAL9010, Ohne Lamellen",70,100.6,{"$f":"G23557*(1-VLOOKUP(F23557,Konditionen!$B:$D,3,0))","v":100.6}]
["Luftdurchlässe","LTD25","LTD252400S1D3","Schlitzdurchlass LTD-25-2-400-S1-D3","Profil RAL9010, Ohne Lamellen",70,84.8,{"$f":"G23575*(1-VLOOKUP(F23575,Konditionen!$B:$D,3,0))","v":84.8}]
["Luftdurchlässe","LTD25","LTD2521050S1D3","Schlitzdurchl.  LTD-25-2-1050-S1-D3","Profil RAL9010, Ohne Lamellen",70,117.6,{"$f":"G23588*(1-VLOOKUP(F23588,Konditionen!$B:$D,3,0))","v":117.6}]
["Luftdurchlässe","LTD25","LTD2521500S1D3","Schlitzdurchl.  LTD-25-2-1500-S1-D3","Profil RAL9010, Ohne Lamellen",70,138.25,{"$f":"G23597*(1-VLOOKUP(F23597,Konditionen!$B:$D,3,0))","v":138.25}]
["Luftdurchlässe","LTD25","LTD2521950S1D3","Schlitzdurchl.  LTD-25-2-1950-S1-D3","Profil RAL9010, Ohne Lamellen",70,174.8,{"$f":"G23606*(1-VLOOKUP(F23606,Konditionen!$B:$D,3,0))","v":174.8}]
["Luftdurchlässe","LTD25","LTD253950S1D3","Schlitzdurchlass LTD-25-3-950-S1-D3","Profil RAL9010, Ohne Lamellen",70,138.25,{"$f":"G23621*(1-VLOOKUP(F23621,Konditionen!$B:$D,3,0))","v":138.25}]
["Luftdurchlässe","LTD25","LTD2531250S1D3","Schlitzdurchl.  LTD-25-3-1250-S1-D3","Profil RAL9010, Ohne Lamellen",70,156.65,{"$f":"G23627*(1-VLOOKUP(F23627,Konditionen!$B:$D,3,0))","v":156.65}]
["Luftdurchlässe","LTD25","LTD2531900S1D3","Schlitzdurchl.  LTD-25-3-1900-S1-D3","Profil RAL9010, Ohne Lamellen",70,214.9,{"$f":"G23640*(1-VLOOKUP(F23640,Konditionen!$B:$D,3,0))","v":214.9}]
["Luftdurchlässe","LTD25","LTD2541200S1D3","Schlitzdurchl.  LTD-25-4-1200-S1-D3","Profil RAL9010, Ohne Lamellen",70,186.7,{"$f":"G23661*(1-VLOOKUP(F23661,Konditionen!$B:$D,3,0))","v":186.7}]
["Luftdurchlässe","LTD25","LTD2541650S1D3","Schlitzdurchl.  LTD-25-4-1650-S1-D3","Profil RAL9010, Ohne Lamellen",70,240.05,{"$f":"G23670*(1-VLOOKUP(F23670,Konditionen!$B:$D,3,0))","v":240.05}]
["Luftdurchlässe","LTD25","LTD2541850S1D3","Schlitzdurchl.  LTD-25-4-1850-S1-D3","Profil RAL9010, Ohne Lamellen",70,255.3,{"$f":"G23674*(1-VLOOKUP(F23674,Konditionen!$B:$D,3,0))","v":255.3}]
["Luftdurchlässe","LTD25","LTD255950S1D3","Schlitzdurchlass LTD-25-5-950-S1-D3","Profil RAL9010, Ohne Lamellen",70,191.5,{"$f":"G23691*(1-VLOOKUP(F23691,Konditionen!$B:$D,3,0))","v":191.5}]
["Luftdurchlässe","LTD25","LTD2551600S1D3","Schlitzdurchl.  LTD-25-5-1600-S1-D3","Profil RAL9010, Ohne Lamellen",70,272.8,{"$f":"G23704*(1-VLOOKUP(F23704,Konditionen!$B:$D,3,0))","v":272.8}]
["Luftdurchlässe","LTD25","LTD256300S1D3","Schlitzdurchlass LTD-25-6-300-S1-D3","Profil RAL9010, Ohne Lamellen",70,136.1,{"$f":"G23713*(1-VLOOKUP(F23713,Konditionen!$B:$D,3,0))","v":136.1}]
["Luftdurchlässe","LTD25","LTD256750S1D3","Schlitzdurchlass LTD-25-6-750-S1-D3","Profil RAL9010, Ohne Lamellen",70,186.7,{"$f":"G23722*(1-VLOOKUP(F23722,Konditionen!$B:$D,3,0))","v":186.7}]
["Luftdurchlässe","LTD25","LTD2561550S1D3","Schlitzdurchl.  LTD-25-6-1550-S1-D3","Profil RAL9010, Ohne Lamellen",70,304.2,{"$f":"G23738*(1-VLOOKUP(F23738,Konditionen!$B:$D,3,0))","v":304.2}]
["Luftdurchlässe","LTD25","LTD251650S2D3","Schlitzdurchlass LTD-25-1-650-S2-D3","Profil RAL9003, Ohne Lamellen",70,80.3,{"$f":"G23755*(1-VLOOKUP(F23755,Konditionen!$B:$D,3,0))","v":80.3}]
["Luftdurchlässe","LTD25","LTD2511100S2D3","Schlitzdurchl.  LTD-25-1-1100-S2-D3","Profil RAL9003, Ohne Lamellen",70,97,{"$f":"G23764*(1-VLOOKUP(F23764,Konditionen!$B:$D,3,0))","v":97}]
["Luftdurchlässe","LTD25","LTD2511750S2D3","Schlitzdurchl.  LTD-25-1-1750-S2-D3","Profil RAL9003, Ohne Lamellen",70,126.35,{"$f":"G23777*(1-VLOOKUP(F23777,Konditionen!$B:$D,3,0))","v":126.35}]
["Luftdurchlässe","LTD25","LTD252450S2D3","Schlitzdurchlass LTD-25-2-450-S2-D3","Profil RAL9003, Ohne Lamellen",70,86.55,{"$f":"G23786*(1-VLOOKUP(F23786,Konditionen!$B:$D,3,0))","v":86.55}]
["Luftdurchlässe","LTD25","LTD2521250S2D3","Schlitzdurchl.  LTD-25-2-1250-S2-D3","Profil RAL9003, Ohne Lamellen",70,126.35,{"$f":"G23802*(1-VLOOKUP(F23802,Konditionen!$B:$D,3,0))","v":126.35}]
["Luftdurchlässe","LTD25","LTD2521500S2D3","Schlitzdurchl.  LTD-25-2-1500-S2-D3","Profil RAL9003, Ohne Lamellen",70,138.25,{"$f":"G23807*(1-VLOOKUP(F23807,Konditionen!$B:$D,3,0))","v":138.25}]
["Luftdurchlässe","LTD25","LTD2521950S2D3","Schlitzdurchl.  LTD-25-2-1950-S2-D3","Profil RAL9003, Ohne Lamellen",70,174.8,{"$f":"G23816*(1-VLOOKUP(F23816,Konditionen!$B:$D,3,0))","v":174.8}]
["Luftdurchlässe","LTD25","LTD253850S2D3","Schlitzdurchlass LTD-25-3-850-S2-D3","Profil RAL9003, Ohne Lamellen",70,131.19999999999999,{"$f":"G23829*(1-VLOOKUP(F23829,Konditionen!$B:$D,3,0))","v":131.19999999999999}]
["Luftdurchlässe","LTD25","LTD2531900S2D3","Schlitzdurchl.  LTD-25-3-1900-S2-D3","Profil RAL9003, Ohne Lamellen",70,214.9,{"$f":"G23850*(1-VLOOKUP(F23850,Konditionen!$B:$D,3,0))","v":214.9}]
["Luftdurchlässe","LTD25","LTD254400S2D3","Schlitzdurchlass LTD-25-4-400-S2-D3","Profil RAL9003, Ohne Lamellen",70,117.6,{"$f":"G23855*(1-VLOOKUP(F23855,Konditionen!$B:$D,3,0))","v":117.6}]
["Luftdurchlässe","LTD25","LTD2541200S2D3","Schlitzdurchl.  LTD-25-4-1200-S2-D3","Profil RAL9003, Ohne Lamellen",70,186.7,{"$f":"G23871*(1-VLOOKUP(F23871,Konditionen!$B:$D,3,0))","v":186.7}]
["Luftdurchlässe","LTD25","LTD2541650S2D3","Schlitzdurchl.  LTD-25-4-1650-S2-D3","Profil RAL9003, Ohne Lamellen",70,240.05,{"$f":"G23880*(1-VLOOKUP(F23880,Konditionen!$B:$D,3,0))","v":240.05}]
["Luftdurchlässe","LTD25","LTD255550S2D3","Schlitzdurchlass LTD-25-5-550-S2-D3","Profil RAL9003, Ohne Lamellen",70,146.9,{"$f":"G23893*(1-VLOOKUP(F23893,Konditionen!$B:$D,3,0))","v":146.9}]
["Luftdurchlässe","LTD25","LTD2551000S2D3","Schlitzdurchl.  LTD-25-5-1000-S2-D3","Profil RAL9003, Ohne Lamellen",70,196.35,{"$f":"G23902*(1-VLOOKUP(F23902,Konditionen!$B:$D,3,0))","v":196.35}]
["Luftdurchlässe","LTD25","LTD2551650S2D3","Schlitzdurchl.  LTD-25-5-1650-S2-D3","Profil RAL9003, Ohne Lamellen",70,277.7,{"$f":"G23915*(1-VLOOKUP(F23915,Konditionen!$B:$D,3,0))","v":277.7}]
["Luftdurchlässe","LTD25","LTD256300S2D3","Schlitzdurchlass LTD-25-6-300-S2-D3","Profil RAL9003, Ohne Lamellen",70,136.1,{"$f":"G23923*(1-VLOOKUP(F23923,Konditionen!$B:$D,3,0))","v":136.1}]
["Luftdurchlässe","LTD25","LTD2561350S2D3","Schlitzdurchl.  LTD-25-6-1350-S2-D3","Profil RAL9003, Ohne Lamellen",70,261.3,{"$f":"G23944*(1-VLOOKUP(F23944,Konditionen!$B:$D,3,0))","v":261.3}]
["Luftdurchlässe","LTD25","LTD2561400S2D3","Schlitzdurchl.  LTD-25-6-1400-S2-D3","Profil RAL9003, Ohne Lamellen",70,267.25,{"$f":"G23945*(1-VLOOKUP(F23945,Konditionen!$B:$D,3,0))","v":267.25}]
["Luftdurchlässe","LTD25","LTD251700S0D2","Schlitzdurchlass LTD-25-1-700-S0-D2","Profil Alu elox., Lamellen RAL9003",70,85.7,{"$f":"G23966*(1-VLOOKUP(F23966,Konditionen!$B:$D,3,0))","v":85.7}]
["Luftdurchlässe","LTD25","LTD2511350S0D2","Schlitzdurchl.  LTD-25-1-1350-S0-D2","Profil Alu elox., Lamellen RAL9003",70,107.4,{"$f":"G23979*(1-VLOOKUP(F23979,Konditionen!$B:$D,3,0))","v":107.4}]
["Luftdurchlässe","LTD25","LTD2511750S0D2","Schlitzdurchl.  LTD-25-1-1750-S0-D2","Profil Alu elox., Lamellen RAL9003",70,132.65,{"$f":"G23987*(1-VLOOKUP(F23987,Konditionen!$B:$D,3,0))","v":132.65}]
["Luftdurchlässe","LTD25","LTD252450S0D2","Schlitzdurchlass LTD-25-2-450-S0-D2","Profil Alu elox., Lamellen RAL9003",70,90.9,{"$f":"G23996*(1-VLOOKUP(F23996,Konditionen!$B:$D,3,0))","v":90.9}]
["Luftdurchlässe","LTD25","LTD252900S0D2","Schlitzdurchlass LTD-25-2-900-S0-D2","Profil Alu elox., Lamellen RAL9003",70,116.55,{"$f":"G24005*(1-VLOOKUP(F24005,Konditionen!$B:$D,3,0))","v":116.55}]
["Luftdurchlässe","LTD25","LTD2521550S0D2","Schlitzdurchl.  LTD-25-2-1550-S0-D2","Profil Alu elox., Lamellen RAL9003",70,164.5,{"$f":"G24018*(1-VLOOKUP(F24018,Konditionen!$B:$D,3,0))","v":164.5}]
["Luftdurchlässe","LTD25","LTD253850S0D2","Schlitzdurchlass LTD-25-3-850-S0-D2","Profil Alu elox., Lamellen RAL9003",70,137.85,{"$f":"G24039*(1-VLOOKUP(F24039,Konditionen!$B:$D,3,0))","v":137.85}]
["Luftdurchlässe","LTD25","LTD2531050S0D2","Schlitzdurchl.  LTD-25-3-1050-S0-D2","Profil Alu elox., Lamellen RAL9003",70,150.94999999999999,{"$f":"G24043*(1-VLOOKUP(F24043,Konditionen!$B:$D,3,0))","v":150.94999999999999}]
["Luftdurchlässe","LTD25","LTD2531900S0D2","Schlitzdurchl.  LTD-25-3-1900-S0-D2","Profil Alu elox., Lamellen RAL9003",70,225.7,{"$f":"G24060*(1-VLOOKUP(F24060,Konditionen!$B:$D,3,0))","v":225.7}]
["Luftdurchlässe","LTD25","LTD254600S0D2","Schlitzdurchlass LTD-25-4-600-S0-D2","Profil Alu elox., Lamellen RAL9003",70,139.94999999999999,{"$f":"G24069*(1-VLOOKUP(F24069,Konditionen!$B:$D,3,0))","v":139.94999999999999}]
["Luftdurchlässe","LTD25","LTD2541250S0D2","Schlitzdurchl.  LTD-25-4-1250-S0-D2","Profil Alu elox., Lamellen RAL9003",70,200.05,{"$f":"G24082*(1-VLOOKUP(F24082,Konditionen!$B:$D,3,0))","v":200.05}]
["Luftdurchlässe","LTD25","LTD2541700S0D2","Schlitzdurchl.  LTD-25-4-1700-S0-D2","Profil Alu elox., Lamellen RAL9003",70,256.05,{"$f":"G24091*(1-VLOOKUP(F24091,Konditionen!$B:$D,3,0))","v":256.05}]
["Luftdurchlässe","LTD25","LTD255750S0D2","Schlitzdurchlass LTD-25-5-750-S0-D2","Profil Alu elox., Lamellen RAL9003",70,174.4,{"$f":"G24107*(1-VLOOKUP(F24107,Konditionen!$B:$D,3,0))","v":174.4}]
["Luftdurchlässe","LTD25","LTD2551000S0D2","Schlitzdurchl.  LTD-25-5-1000-S0-D2","Profil Alu elox., Lamellen RAL9003",70,206.25,{"$f":"G24112*(1-VLOOKUP(F24112,Konditionen!$B:$D,3,0))","v":206.25}]
["Luftdurchlässe","LTD25","LTD256300S0D2","Schlitzdurchlass LTD-25-6-300-S0-D2","Profil Alu elox., Lamellen RAL9003",70,142.85,{"$f":"G24133*(1-VLOOKUP(F24133,Konditionen!$B:$D,3,0))","v":142.85}]
["Luftdurchlässe","LTD25","LTD256350S0D2","Schlitzdurchlass LTD-25-6-350-S0-D2","Profil Alu elox., Lamellen RAL9003",70,149.15,{"$f":"G24134*(1-VLOOKUP(F24134,Konditionen!$B:$D,3,0))","v":149.15}]
["Luftdurchlässe","LTD25","LTD2561400S0D2","Schlitzdurchl.  LTD-25-6-1400-S0-D2","Profil Alu elox., Lamellen RAL9003",70,280.55,{"$f":"G24155*(1-VLOOKUP(F24155,Konditionen!$B:$D,3,0))","v":280.55}]
["Luftdurchlässe","LTD25","LTD2562000S0D2","Schlitzdurchl.  LTD-25-6-2000-S0-D2","Profil Alu elox., Lamellen RAL9003",70,372.2,{"$f":"G24167*(1-VLOOKUP(F24167,Konditionen!$B:$D,3,0))","v":372.2}]
["Luftdurchlässe","LTD25","LTD251700S2D2","Schlitzdurchlass LTD-25-1-700-S2-D2","Profil RAL9003, Lamellen RAL9003",70,85.7,{"$f":"G24176*(1-VLOOKUP(F24176,Konditionen!$B:$D,3,0))","v":85.7}]
["Luftdurchlässe","LTD25","LTD2511150S2D2","Schlitzdurchl.  LTD-25-1-1150-S2-D2","Profil RAL9003, Lamellen RAL9003",70,103,{"$f":"G24185*(1-VLOOKUP(F24185,Konditionen!$B:$D,3,0))","v":103}]
["Luftdurchlässe","LTD25","LTD2511800S2D2","Schlitzdurchl.  LTD-25-1-1800-S2-D2","Profil RAL9003, Lamellen RAL9003",70,133.75,{"$f":"G24198*(1-VLOOKUP(F24198,Konditionen!$B:$D,3,0))","v":133.75}]
["Luftdurchlässe","LTD25","LTD252500S2D2","Schlitzdurchlass LTD-25-2-500-S2-D2","Profil RAL9003, Lamellen RAL9003",70,93.05,{"$f":"G24207*(1-VLOOKUP(F24207,Konditionen!$B:$D,3,0))","v":93.05}]
["Luftdurchlässe","LTD25","LTD2521150S2D2","Schlitzdurchl.  LTD-25-2-1150-S2-D2","Profil RAL9003, Lamellen RAL9003",70,127.45,{"$f":"G24220*(1-VLOOKUP(F24220,Konditionen!$B:$D,3,0))","v":127.45}]
["Luftdurchlässe","LTD25","LTD2521550S2D2","Schlitzdurchl.  LTD-25-2-1550-S2-D2","Profil RAL9003, Lamellen RAL9003",70,164.5,{"$f":"G24228*(1-VLOOKUP(F24228,Konditionen!$B:$D,3,0))","v":164.5}]
["Luftdurchlässe","LTD25","LTD253850S2D2","Schlitzdurchlass LTD-25-3-850-S2-D2","Profil RAL9003, Lamellen RAL9003",70,137.85,{"$f":"G24249*(1-VLOOKUP(F24249,Konditionen!$B:$D,3,0))","v":137.85}]
["Luftdurchlässe","LTD25","LTD2531500S2D2","Schlitzdurchl.  LTD-25-3-1500-S2-D2","Profil RAL9003, Lamellen RAL9003",70,180.6,{"$f":"G24262*(1-VLOOKUP(F24262,Konditionen!$B:$D,3,0))","v":180.6}]
["Luftdurchlässe","LTD25","LTD2531950S2D2","Schlitzdurchl.  LTD-25-3-1950-S2-D2","Profil RAL9003, Lamellen RAL9003",70,228.55,{"$f":"G24271*(1-VLOOKUP(F24271,Konditionen!$B:$D,3,0))","v":228.55}]
["Luftdurchlässe","LTD25","LTD254850S2D2","Schlitzdurchlass LTD-25-4-850-S2-D2","Profil RAL9003, Lamellen RAL9003",70,166.35,{"$f":"G24284*(1-VLOOKUP(F24284,Konditionen!$B:$D,3,0))","v":166.35}]
["Luftdurchlässe","LTD25","LTD2541250S2D2","Schlitzdurchl.  LTD-25-4-1250-S2-D2","Profil RAL9003, Lamellen RAL9003",70,200.05,{"$f":"G24292*(1-VLOOKUP(F24292,Konditionen!$B:$D,3,0))","v":200.05}]
["Luftdurchlässe","LTD25","LTD2541700S2D2","Schlitzdurchl.  LTD-25-4-1700-S2-D2","Profil RAL9003, Lamellen RAL9003",70,256.05,{"$f":"G24301*(1-VLOOKUP(F24301,Konditionen!$B:$D,3,0))","v":256.05}]
["Luftdurchlässe","LTD25","LTD2551000S2D2","Schlitzdurchl.  LTD-25-5-1000-S2-D2","Profil RAL9003, Lamellen RAL9003",70,206.25,{"$f":"G24322*(1-VLOOKUP(F24322,Konditionen!$B:$D,3,0))","v":206.25}]
["Luftdurchlässe","LTD25","LTD2551050S2D2","Schlitzdurchl.  LTD-25-5-1050-S2-D2","Profil RAL9003, Lamellen RAL9003",70,211.35,{"$f":"G24323*(1-VLOOKUP(F24323,Konditionen!$B:$D,3,0))","v":211.35}]
["Luftdurchlässe","LTD25","LTD2551750S2D2","Schlitzdurchl.  LTD-25-5-1750-S2-D2","Profil RAL9003, Lamellen RAL9003",70,301.85000000000002,{"$f":"G24337*(1-VLOOKUP(F24337,Konditionen!$B:$D,3,0))","v":301.85000000000002}]
["Luftdurchlässe","LTD25","LTD256950S2D2","Schlitzdurchlass LTD-25-6-950-S2-D2","Profil RAL9003, Lamellen RAL9003",70,227.4,{"$f":"G24356*(1-VLOOKUP(F24356,Konditionen!$B:$D,3,0))","v":227.4}]
["Luftdurchlässe","LTD25","LTD2561400S2D2","Schlitzdurchl.  LTD-25-6-1400-S2-D2","Profil RAL9003, Lamellen RAL9003",70,280.55,{"$f":"G24365*(1-VLOOKUP(F24365,Konditionen!$B:$D,3,0))","v":280.55}]
["Luftdurchlässe","LTD25","LTD2561850S2D2","Schlitzdurchl.  LTD-25-6-1850-S2-D2","Profil RAL9003, Lamellen RAL9003",70,354.85,{"$f":"G24374*(1-VLOOKUP(F24374,Konditionen!$B:$D,3,0))","v":354.85}]
["Luftdurchlässe","LTD25","LTD251750S0D1","Schlitzdurchlass LTD-25-1-750-S0-D1","Profil Alu elox., Lamellen RAL9010",70,86.55,{"$f":"G24387*(1-VLOOKUP(F24387,Konditionen!$B:$D,3,0))","v":86.55}]
["Luftdurchlässe","LTD25","LTD2511450S0D1","Schlitzdurchl.  LTD-25-1-1450-S0-D1","Profil Alu elox., Lamellen RAL9010",70,109.95,{"$f":"G24401*(1-VLOOKUP(F24401,Konditionen!$B:$D,3,0))","v":109.95}]
["Luftdurchlässe","LTD25","LTD252450S0D1","Schlitzdurchlass LTD-25-2-450-S0-D1","Profil Alu elox., Lamellen RAL9010",70,90.9,{"$f":"G24416*(1-VLOOKUP(F24416,Konditionen!$B:$D,3,0))","v":90.9}]
["Luftdurchlässe","LTD25","LTD252500S0D1","Schlitzdurchlass LTD-25-2-500-S0-D1","Profil Alu elox., Lamellen RAL9010",70,93.05,{"$f":"G24417*(1-VLOOKUP(F24417,Konditionen!$B:$D,3,0))","v":93.05}]
["Luftdurchlässe","LTD25","LTD2521550S0D1","Schlitzdurchl.  LTD-25-2-1550-S0-D1","Profil Alu elox., Lamellen RAL9010",70,164.5,{"$f":"G24438*(1-VLOOKUP(F24438,Konditionen!$B:$D,3,0))","v":164.5}]
["Luftdurchlässe","LTD25","LTD253450S0D1","Schlitzdurchlass LTD-25-3-450-S0-D1","Profil Alu elox., Lamellen RAL9010",70,107.4,{"$f":"G24451*(1-VLOOKUP(F24451,Konditionen!$B:$D,3,0))","v":107.4}]
["Luftdurchlässe","LTD25","LTD253600S0D1","Schlitzdurchlass LTD-25-3-600-S0-D1","Profil Alu elox., Lamellen RAL9010",70,117.7,{"$f":"G24454*(1-VLOOKUP(F24454,Konditionen!$B:$D,3,0))","v":117.7}]
["Luftdurchlässe","LTD25","LTD2531300S0D1","Schlitzdurchl.  LTD-25-3-1300-S0-D1","Profil Alu elox., Lamellen RAL9010",70,167.45,{"$f":"G24468*(1-VLOOKUP(F24468,Konditionen!$B:$D,3,0))","v":167.45}]
["Luftdurchlässe","LTD25","LTD2531950S0D1","Schlitzdurchl.  LTD-25-3-1950-S0-D1","Profil Alu elox., Lamellen RAL9010",70,228.55,{"$f":"G24481*(1-VLOOKUP(F24481,Konditionen!$B:$D,3,0))","v":228.55}]
["Luftdurchlässe","LTD25","LTD254650S0D1","Schlitzdurchlass LTD-25-4-650-S0-D1","Profil Alu elox., Lamellen RAL9010",70,143.94999999999999,{"$f":"G24490*(1-VLOOKUP(F24490,Konditionen!$B:$D,3,0))","v":143.94999999999999}]
["Luftdurchlässe","LTD25","LTD2541300S0D1","Schlitzdurchl.  LTD-25-4-1300-S0-D1","Profil Alu elox., Lamellen RAL9010",70,204,{"$f":"G24503*(1-VLOOKUP(F24503,Konditionen!$B:$D,3,0))","v":204}]
["Luftdurchlässe","LTD25","LTD255300S0D1","Schlitzdurchlass LTD-25-5-300-S0-D1","Profil Alu elox., Lamellen RAL9010",70,128.55000000000001,{"$f":"G24518*(1-VLOOKUP(F24518,Konditionen!$B:$D,3,0))","v":128.55000000000001}]
["Luftdurchlässe","LTD25","LTD2551000S0D1","Schlitzdurchl.  LTD-25-5-1000-S0-D1","Profil Alu elox., Lamellen RAL9010",70,206.25,{"$f":"G24532*(1-VLOOKUP(F24532,Konditionen!$B:$D,3,0))","v":206.25}]
["Luftdurchlässe","LTD25","LTD2551650S0D1","Schlitzdurchl.  LTD-25-5-1650-S0-D1","Profil Alu elox., Lamellen RAL9010",70,291.55,{"$f":"G24545*(1-VLOOKUP(F24545,Konditionen!$B:$D,3,0))","v":291.55}]
["Luftdurchlässe","LTD25","LTD256350S0D1","Schlitzdurchlass LTD-25-6-350-S0-D1","Profil Alu elox., Lamellen RAL9010",70,149.15,{"$f":"G24554*(1-VLOOKUP(F24554,Konditionen!$B:$D,3,0))","v":149.15}]
["Luftdurchlässe","LTD25","LTD256800S0D1","Schlitzdurchlass LTD-25-6-800-S0-D1","Profil Alu elox., Lamellen RAL9010",70,202.15,{"$f":"G24563*(1-VLOOKUP(F24563,Konditionen!$B:$D,3,0))","v":202.15}]
["Luftdurchlässe","LTD25","LTD2561450S0D1","Schlitzdurchl.  LTD-25-6-1450-S0-D1","Profil Alu elox., Lamellen RAL9010",70,286.45,{"$f":"G24576*(1-VLOOKUP(F24576,Konditionen!$B:$D,3,0))","v":286.45}]
["Luftdurchlässe","LTD25","LTD251350S1D1","Schlitzdurchlass LTD-25-1-350-S1-D1","Profil RAL9010, Lamellen RAL9010",70,75.55,{"$f":"G24589*(1-VLOOKUP(F24589,Konditionen!$B:$D,3,0))","v":75.55}]
["Luftdurchlässe","LTD25","LTD251750S1D1","Schlitzdurchlass LTD-25-1-750-S1-D1","Profil RAL9010, Lamellen RAL9010",70,86.55,{"$f":"G24597*(1-VLOOKUP(F24597,Konditionen!$B:$D,3,0))","v":86.55}]
["Luftdurchlässe","LTD25","LTD2511200S1D1","Schlitzdurchl.  LTD-25-1-1200-S1-D1","Profil RAL9010, Lamellen RAL9010",70,104.45,{"$f":"G24606*(1-VLOOKUP(F24606,Konditionen!$B:$D,3,0))","v":104.45}]
["Luftdurchlässe","LTD25","LTD252500S1D1","Schlitzdurchlass LTD-25-2-500-S1-D1","Profil RAL9010, Lamellen RAL9010",70,93.05,{"$f":"G24627*(1-VLOOKUP(F24627,Konditionen!$B:$D,3,0))","v":93.05}]
["Luftdurchlässe","LTD25","LTD2521150S1D1","Schlitzdurchl.  LTD-25-2-1150-S1-D1","Profil RAL9010, Lamellen RAL9010",70,127.45,{"$f":"G24640*(1-VLOOKUP(F24640,Konditionen!$B:$D,3,0))","v":127.45}]
["Luftdurchlässe","LTD25","LTD2521250S1D1","Schlitzdurchl.  LTD-25-2-1250-S1-D1","Profil RAL9010, Lamellen RAL9010",70,132.65,{"$f":"G24642*(1-VLOOKUP(F24642,Konditionen!$B:$D,3,0))","v":132.65}]
["Luftdurchlässe","LTD25","LTD2522000S1D1","Schlitzdurchl.  LTD-25-2-2000-S1-D1","Profil RAL9010, Lamellen RAL9010",70,185.7,{"$f":"G24657*(1-VLOOKUP(F24657,Konditionen!$B:$D,3,0))","v":185.7}]
["Luftdurchlässe","LTD25","LTD253900S1D1","Schlitzdurchlass LTD-25-3-900-S1-D1","Profil RAL9010, Lamellen RAL9010",70,141.80000000000001,{"$f":"G24670*(1-VLOOKUP(F24670,Konditionen!$B:$D,3,0))","v":141.80000000000001}]
["Luftdurchlässe","LTD25","LTD2531350S1D1","Schlitzdurchl.  LTD-25-3-1350-S1-D1","Profil RAL9010, Lamellen RAL9010",70,171.45,{"$f":"G24679*(1-VLOOKUP(F24679,Konditionen!$B:$D,3,0))","v":171.45}]
["Luftdurchlässe","LTD25","LTD2532000S1D1","Schlitzdurchl.  LTD-25-3-2000-S1-D1","Profil RAL9010, Lamellen RAL9010",70,231.5,{"$f":"G24692*(1-VLOOKUP(F24692,Konditionen!$B:$D,3,0))","v":231.5}]
["Luftdurchlässe","LTD25","LTD254950S1D1","Schlitzdurchlass LTD-25-4-950-S1-D1","Profil RAL9010, Lamellen RAL9010",70,174.4,{"$f":"G24706*(1-VLOOKUP(F24706,Konditionen!$B:$D,3,0))","v":174.4}]
["Luftdurchlässe","LTD25","LTD2541700S1D1","Schlitzdurchl.  LTD-25-4-1700-S1-D1","Profil RAL9010, Lamellen RAL9010",70,256.05,{"$f":"G24721*(1-VLOOKUP(F24721,Konditionen!$B:$D,3,0))","v":256.05}]
["Luftdurchlässe","LTD25","LTD255600S1D1","Schlitzdurchlass LTD-25-5-600-S1-D1","Profil RAL9010, Lamellen RAL9010",70,159.4,{"$f":"G24734*(1-VLOOKUP(F24734,Konditionen!$B:$D,3,0))","v":159.4}]
["Luftdurchlässe","LTD25","LTD2551050S1D1","Schlitzdurchl.  LTD-25-5-1050-S1-D1","Profil RAL9010, Lamellen RAL9010",70,211.35,{"$f":"G24743*(1-VLOOKUP(F24743,Konditionen!$B:$D,3,0))","v":211.35}]
["Luftdurchlässe","LTD25","LTD2551700S1D1","Schlitzdurchl.  LTD-25-5-1700-S1-D1","Profil RAL9010, Lamellen RAL9010",70,296.64999999999998,{"$f":"G24756*(1-VLOOKUP(F24756,Konditionen!$B:$D,3,0))","v":296.64999999999998}]
["Luftdurchlässe","LTD25","LTD256650S1D1","Schlitzdurchlass LTD-25-6-650-S1-D1","Profil RAL9010, Lamellen RAL9010",70,184.65,{"$f":"G24770*(1-VLOOKUP(F24770,Konditionen!$B:$D,3,0))","v":184.65}]
["Luftdurchlässe","LTD25","LTD256800S1D1","Schlitzdurchlass LTD-25-6-800-S1-D1","Profil RAL9010, Lamellen RAL9010",70,202.15,{"$f":"G24773*(1-VLOOKUP(F24773,Konditionen!$B:$D,3,0))","v":202.15}]
["Luftdurchlässe","LTD25","LTD2561450S1D1","Schlitzdurchl.  LTD-25-6-1450-S1-D1","Profil RAL9010, Lamellen RAL9010",70,286.45,{"$f":"G24786*(1-VLOOKUP(F24786,Konditionen!$B:$D,3,0))","v":286.45}]
["Luftdurchlässe","LTD25","LTD2561900S1D1","Schlitzdurchl.  LTD-25-6-1900-S1-D1","Profil RAL9010, Lamellen RAL9010",70,361.2,{"$f":"G24795*(1-VLOOKUP(F24795,Konditionen!$B:$D,3,0))","v":361.2}]
["Luftdurchlässe","GBX","GBX2511200","Anschlusskasten LTD  GB-X-25-1-1200","1-Spaltig, Länge 1200 mm",70,164.3,{"$f":"G24816*(1-VLOOKUP(F24816,Konditionen!$B:$D,3,0))","v":164.3}]
["Luftdurchlässe","GBX","GBX2511550","Anschlusskasten LTD  GB-X-25-1-1550","1-Spaltig, Länge 1550 mm",70,188.65,{"$f":"G24823*(1-VLOOKUP(F24823,Konditionen!$B:$D,3,0))","v":188.65}]
["Luftdurchlässe","GBX","GBX252500","Anschlusskasten LTD   GB-X-25-2-500","2-Spaltig, Länge 500 mm",70,101.5,{"$f":"G24837*(1-VLOOKUP(F24837,Konditionen!$B:$D,3,0))","v":101.5}]
["Luftdurchlässe","GBX","GBX2521150","Anschlusskasten LTD  GB-X-25-2-1150","2-Spaltig, Länge 1150 mm",70,153.69999999999999,{"$f":"G24850*(1-VLOOKUP(F24850,Konditionen!$B:$D,3,0))","v":153.69999999999999}]
["Luftdurchlässe","GBX","GBX2521600","Anschlusskasten LTD  GB-X-25-2-1600","2-Spaltig, Länge 1600 mm",70,181.7,{"$f":"G24859*(1-VLOOKUP(F24859,Konditionen!$B:$D,3,0))","v":181.7}]
["Luftdurchlässe","GBX","GBX253300","Anschlusskasten LTD   GB-X-25-3-300","3-Spaltig, Länge 300 mm",70,98.15,{"$f":"G24868*(1-VLOOKUP(F24868,Konditionen!$B:$D,3,0))","v":98.15}]
["Luftdurchlässe","GBX","GBX2531250","Anschlusskasten LTD  GB-X-25-3-1250","3-Spaltig, Länge 1250 mm",70,182.1,{"$f":"G24887*(1-VLOOKUP(F24887,Konditionen!$B:$D,3,0))","v":182.1}]
["Luftdurchlässe","GBX","GBX2531350","Anschlusskasten LTD  GB-X-25-3-1350","3-Spaltig, Länge 1350 mm",70,191.8,{"$f":"G24889*(1-VLOOKUP(F24889,Konditionen!$B:$D,3,0))","v":191.8}]
["Luftdurchlässe","GBX","GBX2532000","Anschlusskasten LTD  GB-X-25-3-2000","3-Spaltig, Länge 2000 mm",70,237.7,{"$f":"G24902*(1-VLOOKUP(F24902,Konditionen!$B:$D,3,0))","v":237.7}]
["Luftdurchlässe","GBX","GBX2541300","Anschlusskasten LTD  GB-X-25-4-1300","4-Spaltig, Länge 1300 mm",70,216.45,{"$f":"G24923*(1-VLOOKUP(F24923,Konditionen!$B:$D,3,0))","v":216.45}]
["Luftdurchlässe","GBX","GBX2541750","Anschlusskasten LTD  GB-X-25-4-1750","4-Spaltig, Länge 1750 mm",70,255.2,{"$f":"G24932*(1-VLOOKUP(F24932,Konditionen!$B:$D,3,0))","v":255.2}]
["Luftdurchlässe","GBX","GBX255400","Anschlusskasten LTD   GB-X-25-5-400","5-Spaltig, Länge 400 mm",70,118.2,{"$f":"G24940*(1-VLOOKUP(F24940,Konditionen!$B:$D,3,0))","v":118.2}]
["Luftdurchlässe","GBX","GBX2551050","Anschlusskasten LTD  GB-X-25-5-1050","5-Spaltig, Länge 1050 mm",70,184.75,{"$f":"G24953*(1-VLOOKUP(F24953,Konditionen!$B:$D,3,0))","v":184.75}]
["Luftdurchlässe","GBX","GBX2551500","Anschlusskasten LTD  GB-X-25-5-1500","5-Spaltig, Länge 1500 mm",70,239.15,{"$f":"G24962*(1-VLOOKUP(F24962,Konditionen!$B:$D,3,0))","v":239.15}]
["Luftdurchlässe","GBX","GBX256400","Anschlusskasten LTD   GB-X-25-6-400","6-Spaltig, Länge 400 mm",70,122.15,{"$f":"G24975*(1-VLOOKUP(F24975,Konditionen!$B:$D,3,0))","v":122.15}]
["Luftdurchlässe","GBX","GBX256850","Anschlusskasten LTD   GB-X-25-6-850","6-Spaltig, Länge 850 mm",70,172.55,{"$f":"G24984*(1-VLOOKUP(F24984,Konditionen!$B:$D,3,0))","v":172.55}]
["Luftdurchlässe","GBX","GBX2561850","Anschlusskasten LTD  GB-X-25-6-1850","6-Spaltig, Länge 1850 mm",70,281.5,{"$f":"G25004*(1-VLOOKUP(F25004,Konditionen!$B:$D,3,0))","v":281.5}]
["Luftdurchlässe","GBC","GBC251750","Anschlusskasten LTD   GB-C-25-1-750","1-Spaltig, Länge 750 mm, Zuluft",70,141.1,{"$f":"G25017*(1-VLOOKUP(F25017,Konditionen!$B:$D,3,0))","v":141.1}]
["Luftdurchlässe","GBC","GBC2511200","Anschlusskasten LTD  GB-C-25-1-1200","1-Spaltig, Länge 1200 mm, Zuluft",70,210.75,{"$f":"G25026*(1-VLOOKUP(F25026,Konditionen!$B:$D,3,0))","v":210.75}]
["Luftdurchlässe","GBC","GBC2511850","Anschlusskasten LTD  GB-C-25-1-1850","1-Spaltig, Länge 1850 mm, Zuluft",70,257.45,{"$f":"G25039*(1-VLOOKUP(F25039,Konditionen!$B:$D,3,0))","v":257.45}]
["Luftdurchlässe","GBC","GBC252550","Anschlusskasten LTD   GB-C-25-2-550","2-Spaltig, Länge 550 mm, Zuluft",70,130.1,{"$f":"G25048*(1-VLOOKUP(F25048,Konditionen!$B:$D,3,0))","v":130.1}]
["Luftdurchlässe","GBC","GBC2521350","Anschlusskasten LTD  GB-C-25-2-1350","2-Spaltig, Länge 1350 mm, Zuluft",70,214.7,{"$f":"G25064*(1-VLOOKUP(F25064,Konditionen!$B:$D,3,0))","v":214.7}]
["Luftdurchlässe","GBC","GBC2521600","Anschlusskasten LTD  GB-C-25-2-1600","2-Spaltig, Länge 1600 mm, Zuluft",70,228.15,{"$f":"G25069*(1-VLOOKUP(F25069,Konditionen!$B:$D,3,0))","v":228.15}]
["Luftdurchlässe","GBC","GBC253300","Anschlusskasten LTD   GB-C-25-3-300","3-Spaltig, Länge 300 mm, Zuluft",70,121.35,{"$f":"G25078*(1-VLOOKUP(F25078,Konditionen!$B:$D,3,0))","v":121.35}]
["Luftdurchlässe","GBC","GBC253950","Anschlusskasten LTD   GB-C-25-3-950","3-Spaltig, Länge 950 mm, Zuluft",70,162.15,{"$f":"G25091*(1-VLOOKUP(F25091,Konditionen!$B:$D,3,0))","v":162.15}]
["Luftdurchlässe","GBC","GBC2532000","Anschlusskasten LTD  GB-C-25-3-2000","3-Spaltig, Länge 2000 mm, Zuluft",70,295.2,{"$f":"G25112*(1-VLOOKUP(F25112,Konditionen!$B:$D,3,0))","v":295.2}]
["Luftdurchlässe","GBC","GBC254700","Anschlusskasten LTD   GB-C-25-4-700","4-Spaltig, Länge 700 mm, Zuluft",70,162.15,{"$f":"G25121*(1-VLOOKUP(F25121,Konditionen!$B:$D,3,0))","v":162.15}]
["Luftdurchlässe","GBC","GBC2541050","Anschlusskasten LTD  GB-C-25-4-1050","4-Spaltig, Länge 1050 mm, Zuluft",70,216.35,{"$f":"G25128*(1-VLOOKUP(F25128,Konditionen!$B:$D,3,0))","v":216.35}]
["Luftdurchlässe","GBC","GBC2541750","Anschlusskasten LTD  GB-C-25-4-1750","4-Spaltig, Länge 1750 mm, Zuluft",70,331.95,{"$f":"G25142*(1-VLOOKUP(F25142,Konditionen!$B:$D,3,0))","v":331.95}]
["Luftdurchlässe","GBC","GBC255650","Anschlusskasten LTD   GB-C-25-5-650","5-Spaltig, Länge 650 mm, Zuluft",70,164.2,{"$f":"G25155*(1-VLOOKUP(F25155,Konditionen!$B:$D,3,0))","v":164.2}]
["Luftdurchlässe","GBC","GBC2551100","Anschlusskasten LTD  GB-C-25-5-1100","5-Spaltig, Länge 1100 mm, Zuluft",70,226.9,{"$f":"G25164*(1-VLOOKUP(F25164,Konditionen!$B:$D,3,0))","v":226.9}]
["Luftdurchlässe","GBC","GBC2551550","Anschlusskasten LTD  GB-C-25-5-1550","5-Spaltig, Länge 1550 mm, Zuluft",70,320.25,{"$f":"G25173*(1-VLOOKUP(F25173,Konditionen!$B:$D,3,0))","v":320.25}]
["Luftdurchlässe","GBC","GBC256750","Anschlusskasten LTD   GB-C-25-6-750","6-Spaltig, Länge 750 mm, Zuluft",70,203.2,{"$f":"G25192*(1-VLOOKUP(F25192,Konditionen!$B:$D,3,0))","v":203.2}]
["Luftdurchlässe","GBC","GBC2561450","Anschlusskasten LTD  GB-C-25-6-1450","6-Spaltig, Länge 1450 mm, Zuluft",70,320.35000000000002,{"$f":"G25206*(1-VLOOKUP(F25206,Konditionen!$B:$D,3,0))","v":320.35000000000002}]
["Luftdurchlässe","GBC","GBC2561900","Anschlusskasten LTD  GB-C-25-6-1900","6-Spaltig, Länge 1900 mm, Zuluft",70,362.1,{"$f":"G25215*(1-VLOOKUP(F25215,Konditionen!$B:$D,3,0))","v":362.1}]
["Luftdurchlässe","GBE","GBE251800","Anschlusskasten LTD   GB-E-25-1-800","1-Spaltig, Länge 800 mm, Abluft",70,143.75,{"$f":"G25228*(1-VLOOKUP(F25228,Konditionen!$B:$D,3,0))","v":143.75}]
["Luftdurchlässe","GBE","GBE2511250","Anschlusskasten LTD  GB-E-25-1-1250","1-Spaltig, Länge 1250 mm, Abluft",70,217.95,{"$f":"G25237*(1-VLOOKUP(F25237,Konditionen!$B:$D,3,0))","v":217.95}]
["Luftdurchlässe","GBE","GBE2511650","Anschlusskasten LTD  GB-E-25-1-1650","1-Spaltig, Länge 1650 mm, Abluft",70,246.55,{"$f":"G25245*(1-VLOOKUP(F25245,Konditionen!$B:$D,3,0))","v":246.55}]
["Luftdurchlässe","GBE","GBE252550","Anschlusskasten LTD   GB-E-25-2-550","2-Spaltig, Länge 550 mm, Abluft",70,130.1,{"$f":"G25258*(1-VLOOKUP(F25258,Konditionen!$B:$D,3,0))","v":130.1}]
["Luftdurchlässe","GBE","GBE2521000","Anschlusskasten LTD  GB-E-25-2-1000","2-Spaltig, Länge 1000 mm, Abluft",70,158.1,{"$f":"G25267*(1-VLOOKUP(F25267,Konditionen!$B:$D,3,0))","v":158.1}]
["Luftdurchlässe","GBE","GBE2521650","Anschlusskasten LTD  GB-E-25-2-1650","2-Spaltig, Länge 1650 mm, Abluft",70,236.7,{"$f":"G25280*(1-VLOOKUP(F25280,Konditionen!$B:$D,3,0))","v":236.7}]
["Luftdurchlässe","GBE","GBE253950","Anschlusskasten LTD   GB-E-25-3-950","3-Spaltig, Länge 950 mm, Abluft",70,162.15,{"$f":"G25301*(1-VLOOKUP(F25301,Konditionen!$B:$D,3,0))","v":162.15}]
["Luftdurchlässe","GBE","GBE2531350","Anschlusskasten LTD  GB-E-25-3-1350","3-Spaltig, Länge 1350 mm, Abluft",70,249.3,{"$f":"G25309*(1-VLOOKUP(F25309,Konditionen!$B:$D,3,0))","v":249.3}]
["Luftdurchlässe","GBE","GBE2532000","Anschlusskasten LTD  GB-E-25-3-2000","3-Spaltig, Länge 2000 mm, Abluft",70,295.2,{"$f":"G25322*(1-VLOOKUP(F25322,Konditionen!$B:$D,3,0))","v":295.2}]
["Luftdurchlässe","GBE","GBE254700","Anschlusskasten LTD   GB-E-25-4-700","4-Spaltig, Länge 700 mm, Abluft",70,162.15,{"$f":"G25331*(1-VLOOKUP(F25331,Konditionen!$B:$D,3,0))","v":162.15}]
["Luftdurchlässe","GBE","GBE2541350","Anschlusskasten LTD  GB-E-25-4-1350","4-Spaltig, Länge 1350 mm, Abluft",70,296.75,{"$f":"G25344*(1-VLOOKUP(F25344,Konditionen!$B:$D,3,0))","v":296.75}]
["Luftdurchlässe","GBE","GBE2541800","Anschlusskasten LTD  GB-E-25-4-1800","4-Spaltig, Länge 1800 mm, Abluft",70,335.55,{"$f":"G25353*(1-VLOOKUP(F25353,Konditionen!$B:$D,3,0))","v":335.55}]
["Luftdurchlässe","GBE","GBE255850","Anschlusskasten LTD   GB-E-25-5-850","5-Spaltig, Länge 850 mm, Abluft",70,204.9,{"$f":"G25369*(1-VLOOKUP(F25369,Konditionen!$B:$D,3,0))","v":204.9}]
["Luftdurchlässe","GBE","GBE2551100","Anschlusskasten LTD  GB-E-25-5-1100","5-Spaltig, Länge 1100 mm, Abluft",70,226.9,{"$f":"G25374*(1-VLOOKUP(F25374,Konditionen!$B:$D,3,0))","v":226.9}]
["Luftdurchlässe","GBE","GBE256400","Anschlusskasten LTD   GB-E-25-6-400","6-Spaltig, Länge 400 mm, Abluft",70,150.94999999999999,{"$f":"G25395*(1-VLOOKUP(F25395,Konditionen!$B:$D,3,0))","v":150.94999999999999}]
["Luftdurchlässe","GBE","GBE2561050","Anschlusskasten LTD  GB-E-25-6-1050","6-Spaltig, Länge 1050 mm, Abluft",70,229.85,{"$f":"G25408*(1-VLOOKUP(F25408,Konditionen!$B:$D,3,0))","v":229.85}]
["Luftdurchlässe","GBE","GBE2561500","Anschlusskasten LTD  GB-E-25-6-1500","6-Spaltig, Länge 1500 mm, Abluft",70,324.25,{"$f":"G25417*(1-VLOOKUP(F25417,Konditionen!$B:$D,3,0))","v":324.25}]
["Luftdurchlässe","GBE","GBE2561750","Anschlusskasten LTD  GB-E-25-6-1750","6-Spaltig, Länge 1750 mm, Abluft",70,350.4,{"$f":"G25422*(1-VLOOKUP(F25422,Konditionen!$B:$D,3,0))","v":350.4}]
["Luftdurchlässe","KBX","KBX251800","Anschlusskasten LTD   KB-X-25-1-800","1-Spaltig, Länge 800 mm",70,159.1,{"$f":"G25438*(1-VLOOKUP(F25438,Konditionen!$B:$D,3,0))","v":159.1}]
["Luftdurchlässe","KBX","KBX2511250","Anschlusskasten LTD  KB-X-25-1-1250","1-Spaltig, Länge 1250 mm",70,207.65,{"$f":"G25447*(1-VLOOKUP(F25447,Konditionen!$B:$D,3,0))","v":207.65}]
["Luftdurchlässe","KBX","KBX2511700","Anschlusskasten LTD  KB-X-25-1-1700","1-Spaltig, Länge 1700 mm",70,244.5,{"$f":"G25456*(1-VLOOKUP(F25456,Konditionen!$B:$D,3,0))","v":244.5}]
["Luftdurchlässe","KBX","KBX252600","Anschlusskasten LTD   KB-X-25-2-600","2-Spaltig, Länge 600 mm",70,143.65,{"$f":"G25469*(1-VLOOKUP(F25469,Konditionen!$B:$D,3,0))","v":143.65}]
["Luftdurchlässe","KBX","KBX2521450","Anschlusskasten LTD  KB-X-25-2-1450","2-Spaltig, Länge 1450 mm",70,223.15,{"$f":"G25486*(1-VLOOKUP(F25486,Konditionen!$B:$D,3,0))","v":223.15}]
["Luftdurchlässe","KBX","KBX253500","Anschlusskasten LTD   KB-X-25-3-500","3-Spaltig, Länge 500 mm",70,141.80000000000001,{"$f":"G25502*(1-VLOOKUP(F25502,Konditionen!$B:$D,3,0))","v":141.80000000000001}]
["Luftdurchlässe","KBX","KBX253950","Anschlusskasten LTD   KB-X-25-3-950","3-Spaltig, Länge 950 mm",70,179.9,{"$f":"G25511*(1-VLOOKUP(F25511,Konditionen!$B:$D,3,0))","v":179.9}]
["Luftdurchlässe","KBX","KBX2531400","Anschlusskasten LTD  KB-X-25-3-1400","3-Spaltig, Länge 1400 mm",70,245.95,{"$f":"G25520*(1-VLOOKUP(F25520,Konditionen!$B:$D,3,0))","v":245.95}]
["Luftdurchlässe","KBX","KBX254300","Anschlusskasten LTD   KB-X-25-4-300","4-Spaltig, Länge 300 mm",70,136.30000000000001,{"$f":"G25533*(1-VLOOKUP(F25533,Konditionen!$B:$D,3,0))","v":136.30000000000001}]
["Luftdurchlässe","KBX","KBX254600","Anschlusskasten LTD   KB-X-25-4-600","4-Spaltig, Länge 600 mm",70,162.15,{"$f":"G25539*(1-VLOOKUP(F25539,Konditionen!$B:$D,3,0))","v":162.15}]
["Luftdurchlässe","KBX","KBX2541350","Anschlusskasten LTD  KB-X-25-4-1350","4-Spaltig, Länge 1350 mm",70,271.5,{"$f":"G25554*(1-VLOOKUP(F25554,Konditionen!$B:$D,3,0))","v":271.5}]
["Luftdurchlässe","KBX","KBX2541800","Anschlusskasten LTD  KB-X-25-4-1800","4-Spaltig, Länge 1800 mm",70,320.75,{"$f":"G25563*(1-VLOOKUP(F25563,Konditionen!$B:$D,3,0))","v":320.75}]
["Luftdurchlässe","KBX","KBX2551100","Anschlusskasten LTD  KB-X-25-5-1100","5-Spaltig, Länge 1100 mm",70,235.35,{"$f":"G25584*(1-VLOOKUP(F25584,Konditionen!$B:$D,3,0))","v":235.35}]
["Luftdurchlässe","KBX","KBX2551750","Anschlusskasten LTD  KB-X-25-5-1750","5-Spaltig, Länge 1750 mm",70,328,{"$f":"G25597*(1-VLOOKUP(F25597,Konditionen!$B:$D,3,0))","v":328}]
["Luftdurchlässe","KBX","KBX256450","Anschlusskasten LTD   KB-X-25-6-450","6-Spaltig, Länge 450 mm",70,158.5,{"$f":"G25606*(1-VLOOKUP(F25606,Konditionen!$B:$D,3,0))","v":158.5}]
["Luftdurchlässe","KBX","KBX256650","Anschlusskasten LTD   KB-X-25-6-650","6-Spaltig, Länge 650 mm",70,189.45,{"$f":"G25610*(1-VLOOKUP(F25610,Konditionen!$B:$D,3,0))","v":189.45}]
["Luftdurchlässe","KBX","KBX256700","Anschlusskasten LTD   KB-X-25-6-700","6-Spaltig, Länge 700 mm",70,194.55,{"$f":"G25611*(1-VLOOKUP(F25611,Konditionen!$B:$D,3,0))","v":194.55}]
["Luftdurchlässe","KBX","KBX256750","Anschlusskasten LTD   KB-X-25-6-750","6-Spaltig, Länge 750 mm",70,204.6,{"$f":"G25612*(1-VLOOKUP(F25612,Konditionen!$B:$D,3,0))","v":204.6}]
["Luftdurchlässe","KBX","KBX256800","Anschlusskasten LTD   KB-X-25-6-800","6-Spaltig, Länge 800 mm",70,209.7,{"$f":"G25613*(1-VLOOKUP(F25613,Konditionen!$B:$D,3,0))","v":209.7}]
["Luftdurchlässe","KBX","KBX256850","Anschlusskasten LTD   KB-X-25-6-850","6-Spaltig, Länge 850 mm",70,214.8,{"$f":"G25614*(1-VLOOKUP(F25614,Konditionen!$B:$D,3,0))","v":214.8}]
["Luftdurchlässe","KBX","KBX256900","Anschlusskasten LTD   KB-X-25-6-900","6-Spaltig, Länge 900 mm",70,219.9,{"$f":"G25615*(1-VLOOKUP(F25615,Konditionen!$B:$D,3,0))","v":219.9}]
["Luftdurchlässe","KBX","KBX256950","Anschlusskasten LTD   KB-X-25-6-950","6-Spaltig, Länge 950 mm",70,225,{"$f":"G25616*(1-VLOOKUP(F25616,Konditionen!$B:$D,3,0))","v":225}]
["Luftdurchlässe","KBX","KBX2561000","Anschlusskasten LTD  KB-X-25-6-1000","6-Spaltig, Länge 1000 mm",70,230.05,{"$f":"G25617*(1-VLOOKUP(F25617,Konditionen!$B:$D,3,0))","v":230.05}]
["Luftdurchlässe","KBX","KBX2561050","Anschlusskasten LTD  KB-X-25-6-1050","6-Spaltig, Länge 1050 mm",70,238.4,{"$f":"G25618*(1-VLOOKUP(F25618,Konditionen!$B:$D,3,0))","v":238.4}]
["Luftdurchlässe","KBX","KBX2561100","Anschlusskasten LTD  KB-X-25-6-1100","6-Spaltig, Länge 1100 mm",70,243.5,{"$f":"G25619*(1-VLOOKUP(F25619,Konditionen!$B:$D,3,0))","v":243.5}]
["Luftdurchlässe","KBX","KBX2561150","Anschlusskasten LTD  KB-X-25-6-1150","6-Spaltig, Länge 1150 mm",70,265.5,{"$f":"G25620*(1-VLOOKUP(F25620,Konditionen!$B:$D,3,0))","v":265.5}]
["Luftdurchlässe","KBX","KBX2561200","Anschlusskasten LTD  KB-X-25-6-1200","6-Spaltig, Länge 1200 mm",70,270.7,{"$f":"G25621*(1-VLOOKUP(F25621,Konditionen!$B:$D,3,0))","v":270.7}]
["Luftdurchlässe","KBX","KBX2561250","Anschlusskasten LTD  KB-X-25-6-1250","6-Spaltig, Länge 1250 mm",70,280.35000000000002,{"$f":"G25622*(1-VLOOKUP(F25622,Konditionen!$B:$D,3,0))","v":280.35000000000002}]
["Luftdurchlässe","KBX","KBX2561300","Anschlusskasten LTD  KB-X-25-6-1300","6-Spaltig, Länge 1300 mm",70,285.55,{"$f":"G25623*(1-VLOOKUP(F25623,Konditionen!$B:$D,3,0))","v":285.55}]
["Luftdurchlässe","KBX","KBX2561350","Anschlusskasten LTD  KB-X-25-6-1350","6-Spaltig, Länge 1350 mm",70,290.85000000000002,{"$f":"G25624*(1-VLOOKUP(F25624,Konditionen!$B:$D,3,0))","v":290.85000000000002}]
["Luftdurchlässe","KBX","KBX2561400","Anschlusskasten LTD  KB-X-25-6-1400","6-Spaltig, Länge 1400 mm",70,296.05,{"$f":"G25625*(1-VLOOKUP(F25625,Konditionen!$B:$D,3,0))","v":296.05}]
["Luftdurchlässe","KBX","KBX2561450","Anschlusskasten LTD  KB-X-25-6-1450","6-Spaltig, Länge 1450 mm",70,301.25,{"$f":"G25626*(1-VLOOKUP(F25626,Konditionen!$B:$D,3,0))","v":301.25}]
["Luftdurchlässe","KBX","KBX2561500","Anschlusskasten LTD  KB-X-25-6-1500","6-Spaltig, Länge 1500 mm",70,306.39999999999998,{"$f":"G25627*(1-VLOOKUP(F25627,Konditionen!$B:$D,3,0))","v":306.39999999999998}]
["Luftdurchlässe","KBX","KBX2561550","Anschlusskasten LTD  KB-X-25-6-1550","6-Spaltig, Länge 1550 mm",70,312.2,{"$f":"G25628*(1-VLOOKUP(F25628,Konditionen!$B:$D,3,0))","v":312.2}]
["Luftdurchlässe","KBX","KBX2561600","Anschlusskasten LTD  KB-X-25-6-1600","6-Spaltig, Länge 1600 mm",70,317.5,{"$f":"G25629*(1-VLOOKUP(F25629,Konditionen!$B:$D,3,0))","v":317.5}]
["Luftdurchlässe","KBX","KBX2561650","Anschlusskasten LTD  KB-X-25-6-1650","6-Spaltig, Länge 1650 mm",70,328.7,{"$f":"G25630*(1-VLOOKUP(F25630,Konditionen!$B:$D,3,0))","v":328.7}]
["Luftdurchlässe","KBX","KBX2561700","Anschlusskasten LTD  KB-X-25-6-1700","6-Spaltig, Länge 1700 mm",70,333.9,{"$f":"G25631*(1-VLOOKUP(F25631,Konditionen!$B:$D,3,0))","v":333.9}]
["Luftdurchlässe","KBX","KBX2561750","Anschlusskasten LTD  KB-X-25-6-1750","6-Spaltig, Länge 1750 mm",70,339.2,{"$f":"G25632*(1-VLOOKUP(F25632,Konditionen!$B:$D,3,0))","v":339.2}]
["Luftdurchlässe","KBX","KBX2561800","Anschlusskasten LTD  KB-X-25-6-1800","6-Spaltig, Länge 1800 mm",70,344.4,{"$f":"G25633*(1-VLOOKUP(F25633,Konditionen!$B:$D,3,0))","v":344.4}]
["Luftdurchlässe","KBX","KBX2561850","Anschlusskasten LTD  KB-X-25-6-1850","6-Spaltig, Länge 1850 mm",70,349.6,{"$f":"G25634*(1-VLOOKUP(F25634,Konditionen!$B:$D,3,0))","v":349.6}]
["Luftdurchlässe","KBX","KBX2561900","Anschlusskasten LTD  KB-X-25-6-1900","6-Spaltig, Länge 1900 mm",70,354.75,{"$f":"G25635*(1-VLOOKUP(F25635,Konditionen!$B:$D,3,0))","v":354.75}]
["Luftdurchlässe","KBX","KBX2561950","Anschlusskasten LTD  KB-X-25-6-1950","6-Spaltig, Länge 1950 mm",70,359.95,{"$f":"G25636*(1-VLOOKUP(F25636,Konditionen!$B:$D,3,0))","v":359.95}]
["Luftdurchlässe","KBX","KBX2562000","Anschlusskasten LTD  KB-X-25-6-2000","6-Spaltig, Länge 2000 mm",70,365.15,{"$f":"G25637*(1-VLOOKUP(F25637,Konditionen!$B:$D,3,0))","v":365.15}]
["Luftdurchlässe","KBC","KBC251300","Anschlusskasten LTD   KB-C-25-1-300","1-Spaltig, Länge 300 mm, Zuluft",70,137.94999999999999,{"$f":"G25638*(1-VLOOKUP(F25638,Konditionen!$B:$D,3,0))","v":137.94999999999999}]
["Luftdurchlässe","KBC","KBC251350","Anschlusskasten LTD   KB-C-25-1-350","1-Spaltig, Länge 350 mm, Zuluft",70,141.1,{"$f":"G25639*(1-VLOOKUP(F25639,Konditionen!$B:$D,3,0))","v":141.1}]
["Luftdurchlässe","KBC","KBC251400","Anschlusskasten LTD   KB-C-25-1-400","1-Spaltig, Länge 400 mm, Zuluft",70,144.35,{"$f":"G25640*(1-VLOOKUP(F25640,Konditionen!$B:$D,3,0))","v":144.35}]
["Luftdurchlässe","KBC","KBC251450","Anschlusskasten LTD   KB-C-25-1-450","1-Spaltig, Länge 450 mm, Zuluft",70,147.6,{"$f":"G25641*(1-VLOOKUP(F25641,Konditionen!$B:$D,3,0))","v":147.6}]
["Luftdurchlässe","KBC","KBC251500","Anschlusskasten LTD   KB-C-25-1-500","1-Spaltig, Länge 500 mm, Zuluft",70,150.85,{"$f":"G25642*(1-VLOOKUP(F25642,Konditionen!$B:$D,3,0))","v":150.85}]
["Luftdurchlässe","KBC","KBC251550","Anschlusskasten LTD   KB-C-25-1-550","1-Spaltig, Länge 550 mm, Zuluft",70,154.65,{"$f":"G25643*(1-VLOOKUP(F25643,Konditionen!$B:$D,3,0))","v":154.65}]
["Luftdurchlässe","KBC","KBC251600","Anschlusskasten LTD   KB-C-25-1-600","1-Spaltig, Länge 600 mm, Zuluft",70,157.9,{"$f":"G25644*(1-VLOOKUP(F25644,Konditionen!$B:$D,3,0))","v":157.9}]
["Luftdurchlässe","KBC","KBC251650","Anschlusskasten LTD   KB-C-25-1-650","1-Spaltig, Länge 650 mm, Zuluft",70,161.15,{"$f":"G25645*(1-VLOOKUP(F25645,Konditionen!$B:$D,3,0))","v":161.15}]
["Luftdurchlässe","KBC","KBC251700","Anschlusskasten LTD   KB-C-25-1-700","1-Spaltig, Länge 700 mm, Zuluft",70,164.3,{"$f":"G25646*(1-VLOOKUP(F25646,Konditionen!$B:$D,3,0))","v":164.3}]
["Luftdurchlässe","KBC","KBC251750","Anschlusskasten LTD   KB-C-25-1-750","1-Spaltig, Länge 750 mm, Zuluft",70,172.65,{"$f":"G25647*(1-VLOOKUP(F25647,Konditionen!$B:$D,3,0))","v":172.65}]
["Luftdurchlässe","KBC","KBC251800","Anschlusskasten LTD   KB-C-25-1-800","1-Spaltig, Länge 800 mm, Zuluft",70,177.25,{"$f":"G25648*(1-VLOOKUP(F25648,Konditionen!$B:$D,3,0))","v":177.25}]
["Luftdurchlässe","KBC","KBC251850","Anschlusskasten LTD   KB-C-25-1-850","1-Spaltig, Länge 850 mm, Zuluft",70,187.2,{"$f":"G25649*(1-VLOOKUP(F25649,Konditionen!$B:$D,3,0))","v":187.2}]
["Luftdurchlässe","KBC","KBC251900","Anschlusskasten LTD   KB-C-25-1-900","1-Spaltig, Länge 900 mm, Zuluft",70,190.45,{"$f":"G25650*(1-VLOOKUP(F25650,Konditionen!$B:$D,3,0))","v":190.45}]
["Luftdurchlässe","KBC","KBC251950","Anschlusskasten LTD   KB-C-25-1-950","1-Spaltig, Länge 950 mm, Zuluft",70,193.85,{"$f":"G25651*(1-VLOOKUP(F25651,Konditionen!$B:$D,3,0))","v":193.85}]
["Luftdurchlässe","KBC","KBC2511000","Anschlusskasten LTD  KB-C-25-1-1000","1-Spaltig, Länge 1000 mm, Zuluft",70,197.1,{"$f":"G25652*(1-VLOOKUP(F25652,Konditionen!$B:$D,3,0))","v":197.1}]
["Luftdurchlässe","KBC","KBC2511050","Anschlusskasten LTD  KB-C-25-1-1050","1-Spaltig, Länge 1050 mm, Zuluft",70,203.8,{"$f":"G25653*(1-VLOOKUP(F25653,Konditionen!$B:$D,3,0))","v":203.8}]
["Luftdurchlässe","KBC","KBC2511100","Anschlusskasten LTD  KB-C-25-1-1100","1-Spaltig, Länge 1100 mm, Zuluft",70,207.05,{"$f":"G25654*(1-VLOOKUP(F25654,Konditionen!$B:$D,3,0))","v":207.05}]
["Luftdurchlässe","KBC","KBC2511150","Anschlusskasten LTD  KB-C-25-1-1150","1-Spaltig, Länge 1150 mm, Zuluft",70,242.9,{"$f":"G25655*(1-VLOOKUP(F25655,Konditionen!$B:$D,3,0))","v":242.9}]
["Luftdurchlässe","KBC","KBC2511200","Anschlusskasten LTD  KB-C-25-1-1200","1-Spaltig, Länge 1200 mm, Zuluft",70,246.25,{"$f":"G25656*(1-VLOOKUP(F25656,Konditionen!$B:$D,3,0))","v":246.25}]
["Luftdurchlässe","KBC","KBC2511250","Anschlusskasten LTD  KB-C-25-1-1250","1-Spaltig, Länge 1250 mm, Zuluft",70,254.1,{"$f":"G25657*(1-VLOOKUP(F25657,Konditionen!$B:$D,3,0))","v":254.1}]
["Luftdurchlässe","KBC","KBC2511300","Anschlusskasten LTD  KB-C-25-1-1300","1-Spaltig, Länge 1300 mm, Zuluft",70,257.45,{"$f":"G25658*(1-VLOOKUP(F25658,Konditionen!$B:$D,3,0))","v":257.45}]
["Luftdurchlässe","KBC","KBC2511350","Anschlusskasten LTD  KB-C-25-1-1350","1-Spaltig, Länge 1350 mm, Zuluft",70,260.8,{"$f":"G25659*(1-VLOOKUP(F25659,Konditionen!$B:$D,3,0))","v":260.8}]
["Luftdurchlässe","KBC","KBC2511400","Anschlusskasten LTD  KB-C-25-1-1400","1-Spaltig, Länge 1400 mm, Zuluft",70,264.05,{"$f":"G25660*(1-VLOOKUP(F25660,Konditionen!$B:$D,3,0))","v":264.05}]
["Luftdurchlässe","KBC","KBC2511450","Anschlusskasten LTD  KB-C-25-1-1450","1-Spaltig, Länge 1450 mm, Zuluft",70,267.45,{"$f":"G25661*(1-VLOOKUP(F25661,Konditionen!$B:$D,3,0))","v":267.45}]
["Luftdurchlässe","KBC","KBC2511500","Anschlusskasten LTD  KB-C-25-1-1500","1-Spaltig, Länge 1500 mm, Zuluft",70,270.8,{"$f":"G25662*(1-VLOOKUP(F25662,Konditionen!$B:$D,3,0))","v":270.8}]
["Luftdurchlässe","KBC","KBC2511550","Anschlusskasten LTD  KB-C-25-1-1550","1-Spaltig, Länge 1550 mm, Zuluft",70,274.75,{"$f":"G25663*(1-VLOOKUP(F25663,Konditionen!$B:$D,3,0))","v":274.75}]
["Luftdurchlässe","KBC","KBC2511600","Anschlusskasten LTD  KB-C-25-1-1600","1-Spaltig, Länge 1600 mm, Zuluft",70,278.10000000000002,{"$f":"G25664*(1-VLOOKUP(F25664,Konditionen!$B:$D,3,0))","v":278.10000000000002}]
["Luftdurchlässe","KBC","KBC2511650","Anschlusskasten LTD  KB-C-25-1-1650","1-Spaltig, Länge 1650 mm, Zuluft",70,287.60000000000002,{"$f":"G25665*(1-VLOOKUP(F25665,Konditionen!$B:$D,3,0))","v":287.60000000000002}]
["Luftdurchlässe","KBC","KBC2511700","Anschlusskasten LTD  KB-C-25-1-1700","1-Spaltig, Länge 1700 mm, Zuluft",70,290.95,{"$f":"G25666*(1-VLOOKUP(F25666,Konditionen!$B:$D,3,0))","v":290.95}]
["Luftdurchlässe","KBC","KBC2511750","Anschlusskasten LTD  KB-C-25-1-1750","1-Spaltig, Länge 1750 mm, Zuluft",70,294.2,{"$f":"G25667*(1-VLOOKUP(F25667,Konditionen!$B:$D,3,0))","v":294.2}]
["Luftdurchlässe","KBC","KBC2511800","Anschlusskasten LTD  KB-C-25-1-1800","1-Spaltig, Länge 1800 mm, Zuluft",70,297.55,{"$f":"G25668*(1-VLOOKUP(F25668,Konditionen!$B:$D,3,0))","v":297.55}]
["Luftdurchlässe","KBC","KBC2511850","Anschlusskasten LTD  KB-C-25-1-1850","1-Spaltig, Länge 1850 mm, Zuluft",70,300.89999999999998,{"$f":"G25669*(1-VLOOKUP(F25669,Konditionen!$B:$D,3,0))","v":300.89999999999998}]
["Luftdurchlässe","KBC","KBC2511900","Anschlusskasten LTD  KB-C-25-1-1900","1-Spaltig, Länge 1900 mm, Zuluft",70,304.3,{"$f":"G25670*(1-VLOOKUP(F25670,Konditionen!$B:$D,3,0))","v":304.3}]
["Luftdurchlässe","KBC","KBC2511950","Anschlusskasten LTD  KB-C-25-1-1950","1-Spaltig, Länge 1950 mm, Zuluft",70,307.64999999999998,{"$f":"G25671*(1-VLOOKUP(F25671,Konditionen!$B:$D,3,0))","v":307.64999999999998}]
["Luftdurchlässe","KBC","KBC2512000","Anschlusskasten LTD  KB-C-25-1-2000","1-Spaltig, Länge 2000 mm, Zuluft",70,311,{"$f":"G25672*(1-VLOOKUP(F25672,Konditionen!$B:$D,3,0))","v":311}]
["Luftdurchlässe","KBC","KBC252300","Anschlusskasten LTD   KB-C-25-2-300","2-Spaltig, Länge 300 mm, Zuluft",70,139.55000000000001,{"$f":"G25673*(1-VLOOKUP(F25673,Konditionen!$B:$D,3,0))","v":139.55000000000001}]
["Luftdurchlässe","KBC","KBC252350","Anschlusskasten LTD   KB-C-25-2-350","2-Spaltig, Länge 350 mm, Zuluft",70,142.85,{"$f":"G25674*(1-VLOOKUP(F25674,Konditionen!$B:$D,3,0))","v":142.85}]
["Luftdurchlässe","KBC","KBC252400","Anschlusskasten LTD   KB-C-25-2-400","2-Spaltig, Länge 400 mm, Zuluft",70,146.1,{"$f":"G25675*(1-VLOOKUP(F25675,Konditionen!$B:$D,3,0))","v":146.1}]
["Luftdurchlässe","KBC","KBC252450","Anschlusskasten LTD   KB-C-25-2-450","2-Spaltig, Länge 450 mm, Zuluft",70,149.35,{"$f":"G25676*(1-VLOOKUP(F25676,Konditionen!$B:$D,3,0))","v":149.35}]
["Luftdurchlässe","KBC","KBC252500","Anschlusskasten LTD   KB-C-25-2-500","2-Spaltig, Länge 500 mm, Zuluft",70,152.6,{"$f":"G25677*(1-VLOOKUP(F25677,Konditionen!$B:$D,3,0))","v":152.6}]
["Luftdurchlässe","KBC","KBC252550","Anschlusskasten LTD   KB-C-25-2-550","2-Spaltig, Länge 550 mm, Zuluft",70,163.5,{"$f":"G25678*(1-VLOOKUP(F25678,Konditionen!$B:$D,3,0))","v":163.5}]
["Luftdurchlässe","KBC","KBC252600","Anschlusskasten LTD   KB-C-25-2-600","2-Spaltig, Länge 600 mm, Zuluft",70,166.85,{"$f":"G25679*(1-VLOOKUP(F25679,Konditionen!$B:$D,3,0))","v":166.85}]
["Luftdurchlässe","KBC","KBC252650","Anschlusskasten LTD   KB-C-25-2-650","2-Spaltig, Länge 650 mm, Zuluft",70,170.2,{"$f":"G25680*(1-VLOOKUP(F25680,Konditionen!$B:$D,3,0))","v":170.2}]
["Luftdurchlässe","KBC","KBC252700","Anschlusskasten LTD   KB-C-25-2-700","2-Spaltig, Länge 700 mm, Zuluft",70,173.55,{"$f":"G25681*(1-VLOOKUP(F25681,Konditionen!$B:$D,3,0))","v":173.55}]
["Luftdurchlässe","KBC","KBC252750","Anschlusskasten LTD   KB-C-25-2-750","2-Spaltig, Länge 750 mm, Zuluft",70,182,{"$f":"G25682*(1-VLOOKUP(F25682,Konditionen!$B:$D,3,0))","v":182}]
["Luftdurchlässe","KBC","KBC252800","Anschlusskasten LTD   KB-C-25-2-800","2-Spaltig, Länge 800 mm, Zuluft",70,185.4,{"$f":"G25683*(1-VLOOKUP(F25683,Konditionen!$B:$D,3,0))","v":185.4}]
["Luftdurchlässe","KBC","KBC252850","Anschlusskasten LTD   KB-C-25-2-850","2-Spaltig, Länge 850 mm, Zuluft",70,188.75,{"$f":"G25684*(1-VLOOKUP(F25684,Konditionen!$B:$D,3,0))","v":188.75}]
["Luftdurchlässe","KBC","KBC252900","Anschlusskasten LTD   KB-C-25-2-900","2-Spaltig, Länge 900 mm, Zuluft",70,192.1,{"$f":"G25685*(1-VLOOKUP(F25685,Konditionen!$B:$D,3,0))","v":192.1}]
["Luftdurchlässe","KBC","KBC252950","Anschlusskasten LTD   KB-C-25-2-950","2-Spaltig, Länge 950 mm, Zuluft",70,195.35,{"$f":"G25686*(1-VLOOKUP(F25686,Konditionen!$B:$D,3,0))","v":195.35}]
["Luftdurchlässe","KBC","KBC2521000","Anschlusskasten LTD  KB-C-25-2-1000","2-Spaltig, Länge 1000 mm, Zuluft",70,198.7,{"$f":"G25687*(1-VLOOKUP(F25687,Konditionen!$B:$D,3,0))","v":198.7}]
["Luftdurchlässe","KBC","KBC2521050","Anschlusskasten LTD  KB-C-25-2-1050","2-Spaltig, Länge 1050 mm, Zuluft",70,205.45,{"$f":"G25688*(1-VLOOKUP(F25688,Konditionen!$B:$D,3,0))","v":205.45}]
["Luftdurchlässe","KBC","KBC2521100","Anschlusskasten LTD  KB-C-25-2-1100","2-Spaltig, Länge 1100 mm, Zuluft",70,208.8,{"$f":"G25689*(1-VLOOKUP(F25689,Konditionen!$B:$D,3,0))","v":208.8}]
["Luftdurchlässe","KBC","KBC2521150","Anschlusskasten LTD  KB-C-25-2-1150","2-Spaltig, Länge 1150 mm, Zuluft",70,244.75,{"$f":"G25690*(1-VLOOKUP(F25690,Konditionen!$B:$D,3,0))","v":244.75}]
["Luftdurchlässe","KBC","KBC2521200","Anschlusskasten LTD  KB-C-25-2-1200","2-Spaltig, Länge 1200 mm, Zuluft",70,248.2,{"$f":"G25691*(1-VLOOKUP(F25691,Konditionen!$B:$D,3,0))","v":248.2}]
["Luftdurchlässe","KBC","KBC2521250","Anschlusskasten LTD  KB-C-25-2-1250","2-Spaltig, Länge 1250 mm, Zuluft",70,256.05,{"$f":"G25692*(1-VLOOKUP(F25692,Konditionen!$B:$D,3,0))","v":256.05}]
["Luftdurchlässe","KBC","KBC2521300","Anschlusskasten LTD  KB-C-25-2-1300","2-Spaltig, Länge 1300 mm, Zuluft",70,259.39999999999998,{"$f":"G25693*(1-VLOOKUP(F25693,Konditionen!$B:$D,3,0))","v":259.39999999999998}]
["Luftdurchlässe","KBC","KBC2521350","Anschlusskasten LTD  KB-C-25-2-1350","2-Spaltig, Länge 1350 mm, Zuluft",70,262.75,{"$f":"G25694*(1-VLOOKUP(F25694,Konditionen!$B:$D,3,0))","v":262.75}]
["Luftdurchlässe","KBC","KBC2521400","Anschlusskasten LTD  KB-C-25-2-1400","2-Spaltig, Länge 1400 mm, Zuluft",70,266.10000000000002,{"$f":"G25695*(1-VLOOKUP(F25695,Konditionen!$B:$D,3,0))","v":266.10000000000002}]
["Luftdurchlässe","KBC","KBC2521450","Anschlusskasten LTD  KB-C-25-2-1450","2-Spaltig, Länge 1450 mm, Zuluft",70,269.55,{"$f":"G25696*(1-VLOOKUP(F25696,Konditionen!$B:$D,3,0))","v":269.55}]
["Luftdurchlässe","KBC","KBC2521500","Anschlusskasten LTD  KB-C-25-2-1500","2-Spaltig, Länge 1500 mm, Zuluft",70,272.95,{"$f":"G25697*(1-VLOOKUP(F25697,Konditionen!$B:$D,3,0))","v":272.95}]
["Luftdurchlässe","KBC","KBC2521550","Anschlusskasten LTD  KB-C-25-2-1550","2-Spaltig, Länge 1550 mm, Zuluft",70,276.89999999999998,{"$f":"G25698*(1-VLOOKUP(F25698,Konditionen!$B:$D,3,0))","v":276.89999999999998}]
["Luftdurchlässe","KBC","KBC2521600","Anschlusskasten LTD  KB-C-25-2-1600","2-Spaltig, Länge 1600 mm, Zuluft",70,280.35000000000002,{"$f":"G25699*(1-VLOOKUP(F25699,Konditionen!$B:$D,3,0))","v":280.35000000000002}]
["Luftdurchlässe","KBC","KBC2521650","Anschlusskasten LTD  KB-C-25-2-1650","2-Spaltig, Länge 1650 mm, Zuluft",70,289.7,{"$f":"G25700*(1-VLOOKUP(F25700,Konditionen!$B:$D,3,0))","v":289.7}]
["Luftdurchlässe","KBC","KBC2521700","Anschlusskasten LTD  KB-C-25-2-1700","2-Spaltig, Länge 1700 mm, Zuluft",70,293.10000000000002,{"$f":"G25701*(1-VLOOKUP(F25701,Konditionen!$B:$D,3,0))","v":293.10000000000002}]
["Luftdurchlässe","KBC","KBC2521750","Anschlusskasten LTD  KB-C-25-2-1750","2-Spaltig, Länge 1750 mm, Zuluft",70,296.55,{"$f":"G25702*(1-VLOOKUP(F25702,Konditionen!$B:$D,3,0))","v":296.55}]
["Luftdurchlässe","KBC","KBC2521800","Anschlusskasten LTD  KB-C-25-2-1800","2-Spaltig, Länge 1800 mm, Zuluft",70,299.89999999999998,{"$f":"G25703*(1-VLOOKUP(F25703,Konditionen!$B:$D,3,0))","v":299.89999999999998}]
["Luftdurchlässe","KBC","KBC2521850","Anschlusskasten LTD  KB-C-25-2-1850","2-Spaltig, Länge 1850 mm, Zuluft",70,303.25,{"$f":"G25704*(1-VLOOKUP(F25704,Konditionen!$B:$D,3,0))","v":303.25}]
["Luftdurchlässe","KBC","KBC2521900","Anschlusskasten LTD  KB-C-25-2-1900","2-Spaltig, Länge 1900 mm, Zuluft",70,306.60000000000002,{"$f":"G25705*(1-VLOOKUP(F25705,Konditionen!$B:$D,3,0))","v":306.60000000000002}]
["Luftdurchlässe","KBC","KBC2521950","Anschlusskasten LTD  KB-C-25-2-1950","2-Spaltig, Länge 1950 mm, Zuluft",70,310.10000000000002,{"$f":"G25706*(1-VLOOKUP(F25706,Konditionen!$B:$D,3,0))","v":310.10000000000002}]
["Luftdurchlässe","KBC","KBC2522000","Anschlusskasten LTD  KB-C-25-2-2000","2-Spaltig, Länge 2000 mm, Zuluft",70,313.45,{"$f":"G25707*(1-VLOOKUP(F25707,Konditionen!$B:$D,3,0))","v":313.45}]
["Luftdurchlässe","KBC","KBC253300","Anschlusskasten LTD   KB-C-25-3-300","3-Spaltig, Länge 300 mm, Zuluft",70,150.55000000000001,{"$f":"G25708*(1-VLOOKUP(F25708,Konditionen!$B:$D,3,0))","v":150.55000000000001}]
["Luftdurchlässe","KBC","KBC253350","Anschlusskasten LTD   KB-C-25-3-350","3-Spaltig, Länge 350 mm, Zuluft",70,154.15,{"$f":"G25709*(1-VLOOKUP(F25709,Konditionen!$B:$D,3,0))","v":154.15}]
["Luftdurchlässe","KBC","KBC253400","Anschlusskasten LTD   KB-C-25-3-400","3-Spaltig, Länge 400 mm, Zuluft",70,157.80000000000001,{"$f":"G25710*(1-VLOOKUP(F25710,Konditionen!$B:$D,3,0))","v":157.80000000000001}]
["Luftdurchlässe","KBC","KBC253450","Anschlusskasten LTD   KB-C-25-3-450","3-Spaltig, Länge 450 mm, Zuluft",70,161.35,{"$f":"G25711*(1-VLOOKUP(F25711,Konditionen!$B:$D,3,0))","v":161.35}]
["Luftdurchlässe","KBC","KBC253500","Anschlusskasten LTD   KB-C-25-3-500","3-Spaltig, Länge 500 mm, Zuluft",70,164.9,{"$f":"G25712*(1-VLOOKUP(F25712,Konditionen!$B:$D,3,0))","v":164.9}]
["Luftdurchlässe","KBC","KBC253550","Anschlusskasten LTD   KB-C-25-3-550","3-Spaltig, Länge 550 mm, Zuluft",70,169.1,{"$f":"G25713*(1-VLOOKUP(F25713,Konditionen!$B:$D,3,0))","v":169.1}]
["Luftdurchlässe","KBC","KBC253600","Anschlusskasten LTD   KB-C-25-3-600","3-Spaltig, Länge 600 mm, Zuluft",70,172.75,{"$f":"G25714*(1-VLOOKUP(F25714,Konditionen!$B:$D,3,0))","v":172.75}]
["Luftdurchlässe","KBC","KBC253650","Anschlusskasten LTD   KB-C-25-3-650","3-Spaltig, Länge 650 mm, Zuluft",70,176.3,{"$f":"G25715*(1-VLOOKUP(F25715,Konditionen!$B:$D,3,0))","v":176.3}]
["Luftdurchlässe","KBC","KBC253700","Anschlusskasten LTD   KB-C-25-3-700","3-Spaltig, Länge 700 mm, Zuluft",70,180,{"$f":"G25716*(1-VLOOKUP(F25716,Konditionen!$B:$D,3,0))","v":180}]
["Luftdurchlässe","KBC","KBC253750","Anschlusskasten LTD   KB-C-25-3-750","3-Spaltig, Länge 750 mm, Zuluft",70,188.65,{"$f":"G25717*(1-VLOOKUP(F25717,Konditionen!$B:$D,3,0))","v":188.65}]
["Luftdurchlässe","KBC","KBC253800","Anschlusskasten LTD   KB-C-25-3-800","3-Spaltig, Länge 800 mm, Zuluft",70,192.2,{"$f":"G25718*(1-VLOOKUP(F25718,Konditionen!$B:$D,3,0))","v":192.2}]
["Luftdurchlässe","KBC","KBC253850","Anschlusskasten LTD   KB-C-25-3-850","3-Spaltig, Länge 850 mm, Zuluft",70,195.85,{"$f":"G25719*(1-VLOOKUP(F25719,Konditionen!$B:$D,3,0))","v":195.85}]
["Luftdurchlässe","KBC","KBC253900","Anschlusskasten LTD   KB-C-25-3-900","3-Spaltig, Länge 900 mm, Zuluft",70,199.45,{"$f":"G25720*(1-VLOOKUP(F25720,Konditionen!$B:$D,3,0))","v":199.45}]
["Luftdurchlässe","KBC","KBC253950","Anschlusskasten LTD   KB-C-25-3-950","3-Spaltig, Länge 950 mm, Zuluft",70,203.1,{"$f":"G25721*(1-VLOOKUP(F25721,Konditionen!$B:$D,3,0))","v":203.1}]
["Luftdurchlässe","KBC","KBC2531000","Anschlusskasten LTD  KB-C-25-3-1000","3-Spaltig, Länge 1000 mm, Zuluft",70,206.65,{"$f":"G25722*(1-VLOOKUP(F25722,Konditionen!$B:$D,3,0))","v":206.65}]
["Luftdurchlässe","KBC","KBC2531050","Anschlusskasten LTD  KB-C-25-3-1050","3-Spaltig, Länge 1050 mm, Zuluft",70,213.6,{"$f":"G25723*(1-VLOOKUP(F25723,Konditionen!$B:$D,3,0))","v":213.6}]
["Luftdurchlässe","KBC","KBC2531100","Anschlusskasten LTD  KB-C-25-3-1100","3-Spaltig, Länge 1100 mm, Zuluft",70,217.25,{"$f":"G25724*(1-VLOOKUP(F25724,Konditionen!$B:$D,3,0))","v":217.25}]
["Luftdurchlässe","KBC","KBC2531150","Anschlusskasten LTD  KB-C-25-3-1150","3-Spaltig, Länge 1150 mm, Zuluft",70,264.8,{"$f":"G25725*(1-VLOOKUP(F25725,Konditionen!$B:$D,3,0))","v":264.8}]
["Luftdurchlässe","KBC","KBC2531200","Anschlusskasten LTD  KB-C-25-3-1200","3-Spaltig, Länge 1200 mm, Zuluft",70,268.85000000000002,{"$f":"G25726*(1-VLOOKUP(F25726,Konditionen!$B:$D,3,0))","v":268.85000000000002}]
["Luftdurchlässe","KBC","KBC2531250","Anschlusskasten LTD  KB-C-25-3-1250","3-Spaltig, Länge 1250 mm, Zuluft",70,277.3,{"$f":"G25727*(1-VLOOKUP(F25727,Konditionen!$B:$D,3,0))","v":277.3}]
["Luftdurchlässe","KBC","KBC2531300","Anschlusskasten LTD  KB-C-25-3-1300","3-Spaltig, Länge 1300 mm, Zuluft",70,281.5,{"$f":"G25728*(1-VLOOKUP(F25728,Konditionen!$B:$D,3,0))","v":281.5}]
["Luftdurchlässe","KBC","KBC2531350","Anschlusskasten LTD  KB-C-25-3-1350","3-Spaltig, Länge 1350 mm, Zuluft",70,299.39999999999998,{"$f":"G25729*(1-VLOOKUP(F25729,Konditionen!$B:$D,3,0))","v":299.39999999999998}]
["Luftdurchlässe","KBC","KBC2531400","Anschlusskasten LTD  KB-C-25-3-1400","3-Spaltig, Länge 1400 mm, Zuluft",70,303.45,{"$f":"G25730*(1-VLOOKUP(F25730,Konditionen!$B:$D,3,0))","v":303.45}]
["Luftdurchlässe","KBC","KBC2531450","Anschlusskasten LTD  KB-C-25-3-1450","3-Spaltig, Länge 1450 mm, Zuluft",70,307.55,{"$f":"G25731*(1-VLOOKUP(F25731,Konditionen!$B:$D,3,0))","v":307.55}]
["Luftdurchlässe","KBC","KBC2531500","Anschlusskasten LTD  KB-C-25-3-1500","3-Spaltig, Länge 1500 mm, Zuluft",70,311.60000000000002,{"$f":"G25732*(1-VLOOKUP(F25732,Konditionen!$B:$D,3,0))","v":311.60000000000002}]
["Luftdurchlässe","KBC","KBC2531550","Anschlusskasten LTD  KB-C-25-3-1550","3-Spaltig, Länge 1550 mm, Zuluft",70,316.39999999999998,{"$f":"G25733*(1-VLOOKUP(F25733,Konditionen!$B:$D,3,0))","v":316.39999999999998}]
["Luftdurchlässe","KBC","KBC2531600","Anschlusskasten LTD  KB-C-25-3-1600","3-Spaltig, Länge 1600 mm, Zuluft",70,320.45,{"$f":"G25734*(1-VLOOKUP(F25734,Konditionen!$B:$D,3,0))","v":320.45}]
["Luftdurchlässe","KBC","KBC2531650","Anschlusskasten LTD  KB-C-25-3-1650","3-Spaltig, Länge 1650 mm, Zuluft",70,330.55,{"$f":"G25735*(1-VLOOKUP(F25735,Konditionen!$B:$D,3,0))","v":330.55}]
["Luftdurchlässe","KBC","KBC2531700","Anschlusskasten LTD  KB-C-25-3-1700","3-Spaltig, Länge 1700 mm, Zuluft",70,334.6,{"$f":"G25736*(1-VLOOKUP(F25736,Konditionen!$B:$D,3,0))","v":334.6}]
["Luftdurchlässe","KBC","KBC2531750","Anschlusskasten LTD  KB-C-25-3-1750","3-Spaltig, Länge 1750 mm, Zuluft",70,338.7,{"$f":"G25737*(1-VLOOKUP(F25737,Konditionen!$B:$D,3,0))","v":338.7}]
["Luftdurchlässe","KBC","KBC2531800","Anschlusskasten LTD  KB-C-25-3-1800","3-Spaltig, Länge 1800 mm, Zuluft",70,342.75,{"$f":"G25738*(1-VLOOKUP(F25738,Konditionen!$B:$D,3,0))","v":342.75}]
["Luftdurchlässe","KBC","KBC2531850","Anschlusskasten LTD  KB-C-25-3-1850","3-Spaltig, Länge 1850 mm, Zuluft",70,346.85,{"$f":"G25739*(1-VLOOKUP(F25739,Konditionen!$B:$D,3,0))","v":346.85}]
["Luftdurchlässe","KBC","KBC2531900","Anschlusskasten LTD  KB-C-25-3-1900","3-Spaltig, Länge 1900 mm, Zuluft",70,350.9,{"$f":"G25740*(1-VLOOKUP(F25740,Konditionen!$B:$D,3,0))","v":350.9}]
["Luftdurchlässe","KBC","KBC2531950","Anschlusskasten LTD  KB-C-25-3-1950","3-Spaltig, Länge 1950 mm, Zuluft",70,355,{"$f":"G25741*(1-VLOOKUP(F25741,Konditionen!$B:$D,3,0))","v":355}]
["Luftdurchlässe","KBC","KBC2532000","Anschlusskasten LTD  KB-C-25-3-2000","3-Spaltig, Länge 2000 mm, Zuluft",70,359.05,{"$f":"G25742*(1-VLOOKUP(F25742,Konditionen!$B:$D,3,0))","v":359.05}]
["Luftdurchlässe","KBC","KBC254300","Anschlusskasten LTD   KB-C-25-4-300","4-Spaltig, Länge 300 mm, Zuluft",70,165.1,{"$f":"G25743*(1-VLOOKUP(F25743,Konditionen!$B:$D,3,0))","v":165.1}]
["Luftdurchlässe","KBC","KBC254350","Anschlusskasten LTD   KB-C-25-4-350","4-Spaltig, Länge 350 mm, Zuluft",70,169.4,{"$f":"G25744*(1-VLOOKUP(F25744,Konditionen!$B:$D,3,0))","v":169.4}]
["Luftdurchlässe","KBC","KBC254400","Anschlusskasten LTD   KB-C-25-4-400","4-Spaltig, Länge 400 mm, Zuluft",70,173.55,{"$f":"G25745*(1-VLOOKUP(F25745,Konditionen!$B:$D,3,0))","v":173.55}]
["Luftdurchlässe","KBC","KBC254450","Anschlusskasten LTD   KB-C-25-4-450","4-Spaltig, Länge 450 mm, Zuluft",70,177.75,{"$f":"G25746*(1-VLOOKUP(F25746,Konditionen!$B:$D,3,0))","v":177.75}]
["Luftdurchlässe","KBC","KBC254500","Anschlusskasten LTD   KB-C-25-4-500","4-Spaltig, Länge 500 mm, Zuluft",70,182,{"$f":"G25747*(1-VLOOKUP(F25747,Konditionen!$B:$D,3,0))","v":182}]
["Luftdurchlässe","KBC","KBC254550","Anschlusskasten LTD   KB-C-25-4-550","4-Spaltig, Länge 550 mm, Zuluft",70,186.8,{"$f":"G25748*(1-VLOOKUP(F25748,Konditionen!$B:$D,3,0))","v":186.8}]
["Luftdurchlässe","KBC","KBC254600","Anschlusskasten LTD   KB-C-25-4-600","4-Spaltig, Länge 600 mm, Zuluft",70,191,{"$f":"G25749*(1-VLOOKUP(F25749,Konditionen!$B:$D,3,0))","v":191}]
["Luftdurchlässe","KBC","KBC254650","Anschlusskasten LTD   KB-C-25-4-650","4-Spaltig, Länge 650 mm, Zuluft",70,195.25,{"$f":"G25750*(1-VLOOKUP(F25750,Konditionen!$B:$D,3,0))","v":195.25}]
["Luftdurchlässe","KBC","KBC254700","Anschlusskasten LTD   KB-C-25-4-700","4-Spaltig, Länge 700 mm, Zuluft",70,199.45,{"$f":"G25751*(1-VLOOKUP(F25751,Konditionen!$B:$D,3,0))","v":199.45}]
["Luftdurchlässe","KBC","KBC254750","Anschlusskasten LTD   KB-C-25-4-750","4-Spaltig, Länge 750 mm, Zuluft",70,208.7,{"$f":"G25752*(1-VLOOKUP(F25752,Konditionen!$B:$D,3,0))","v":208.7}]
["Luftdurchlässe","KBC","KBC254800","Anschlusskasten LTD   KB-C-25-4-800","4-Spaltig, Länge 800 mm, Zuluft",70,212.95,{"$f":"G25753*(1-VLOOKUP(F25753,Konditionen!$B:$D,3,0))","v":212.95}]
["Luftdurchlässe","KBC","KBC254850","Anschlusskasten LTD   KB-C-25-4-850","4-Spaltig, Länge 850 mm, Zuluft",70,238.8,{"$f":"G25754*(1-VLOOKUP(F25754,Konditionen!$B:$D,3,0))","v":238.8}]
["Luftdurchlässe","KBC","KBC254900","Anschlusskasten LTD   KB-C-25-4-900","4-Spaltig, Länge 900 mm, Zuluft",70,243.5,{"$f":"G25755*(1-VLOOKUP(F25755,Konditionen!$B:$D,3,0))","v":243.5}]
["Luftdurchlässe","KBC","KBC254950","Anschlusskasten LTD   KB-C-25-4-950","4-Spaltig, Länge 950 mm, Zuluft",70,248.1,{"$f":"G25756*(1-VLOOKUP(F25756,Konditionen!$B:$D,3,0))","v":248.1}]
["Luftdurchlässe","KBC","KBC2541000","Anschlusskasten LTD  KB-C-25-4-1000","4-Spaltig, Länge 1000 mm, Zuluft",70,252.65,{"$f":"G25757*(1-VLOOKUP(F25757,Konditionen!$B:$D,3,0))","v":252.65}]
["Luftdurchlässe","KBC","KBC2541050","Anschlusskasten LTD  KB-C-25-4-1050","4-Spaltig, Länge 1050 mm, Zuluft",70,260.60000000000002,{"$f":"G25758*(1-VLOOKUP(F25758,Konditionen!$B:$D,3,0))","v":260.60000000000002}]
["Luftdurchlässe","KBC","KBC2541100","Anschlusskasten LTD  KB-C-25-4-1100","4-Spaltig, Länge 1100 mm, Zuluft",70,265.2,{"$f":"G25759*(1-VLOOKUP(F25759,Konditionen!$B:$D,3,0))","v":265.2}]
["Luftdurchlässe","KBC","KBC2541150","Anschlusskasten LTD  KB-C-25-4-1150","4-Spaltig, Länge 1150 mm, Zuluft",70,324.85000000000002,{"$f":"G25760*(1-VLOOKUP(F25760,Konditionen!$B:$D,3,0))","v":324.85000000000002}]
["Luftdurchlässe","KBC","KBC2541200","Anschlusskasten LTD  KB-C-25-4-1200","4-Spaltig, Länge 1200 mm, Zuluft",70,329.65,{"$f":"G25761*(1-VLOOKUP(F25761,Konditionen!$B:$D,3,0))","v":329.65}]
["Luftdurchlässe","KBC","KBC2541250","Anschlusskasten LTD  KB-C-25-4-1250","4-Spaltig, Länge 1250 mm, Zuluft",70,338.8,{"$f":"G25762*(1-VLOOKUP(F25762,Konditionen!$B:$D,3,0))","v":338.8}]
["Luftdurchlässe","KBC","KBC2541300","Anschlusskasten LTD  KB-C-25-4-1300","4-Spaltig, Länge 1300 mm, Zuluft",70,343.55,{"$f":"G25763*(1-VLOOKUP(F25763,Konditionen!$B:$D,3,0))","v":343.55}]
["Luftdurchlässe","KBC","KBC2541350","Anschlusskasten LTD  KB-C-25-4-1350","4-Spaltig, Länge 1350 mm, Zuluft",70,348.25,{"$f":"G25764*(1-VLOOKUP(F25764,Konditionen!$B:$D,3,0))","v":348.25}]
["Luftdurchlässe","KBC","KBC2541400","Anschlusskasten LTD  KB-C-25-4-1400","4-Spaltig, Länge 1400 mm, Zuluft",70,353.05,{"$f":"G25765*(1-VLOOKUP(F25765,Konditionen!$B:$D,3,0))","v":353.05}]
["Luftdurchlässe","KBC","KBC2541450","Anschlusskasten LTD  KB-C-25-4-1450","4-Spaltig, Länge 1450 mm, Zuluft",70,357.75,{"$f":"G25766*(1-VLOOKUP(F25766,Konditionen!$B:$D,3,0))","v":357.75}]
["Luftdurchlässe","KBC","KBC2541500","Anschlusskasten LTD  KB-C-25-4-1500","4-Spaltig, Länge 1500 mm, Zuluft",70,362.5,{"$f":"G25767*(1-VLOOKUP(F25767,Konditionen!$B:$D,3,0))","v":362.5}]
["Luftdurchlässe","KBC","KBC2541550","Anschlusskasten LTD  KB-C-25-4-1550","4-Spaltig, Länge 1550 mm, Zuluft",70,367.9,{"$f":"G25768*(1-VLOOKUP(F25768,Konditionen!$B:$D,3,0))","v":367.9}]
["Luftdurchlässe","KBC","KBC2541600","Anschlusskasten LTD  KB-C-25-4-1600","4-Spaltig, Länge 1600 mm, Zuluft",70,372.6,{"$f":"G25769*(1-VLOOKUP(F25769,Konditionen!$B:$D,3,0))","v":372.6}]
["Luftdurchlässe","KBC","KBC2541650","Anschlusskasten LTD  KB-C-25-4-1650","4-Spaltig, Länge 1650 mm, Zuluft",70,383.4,{"$f":"G25770*(1-VLOOKUP(F25770,Konditionen!$B:$D,3,0))","v":383.4}]
["Luftdurchlässe","KBC","KBC2541700","Anschlusskasten LTD  KB-C-25-4-1700","4-Spaltig, Länge 1700 mm, Zuluft",70,388.05,{"$f":"G25771*(1-VLOOKUP(F25771,Konditionen!$B:$D,3,0))","v":388.05}]
["Luftdurchlässe","KBC","KBC2541750","Anschlusskasten LTD  KB-C-25-4-1750","4-Spaltig, Länge 1750 mm, Zuluft",70,392.85,{"$f":"G25772*(1-VLOOKUP(F25772,Konditionen!$B:$D,3,0))","v":392.85}]
["Luftdurchlässe","KBC","KBC2541800","Anschlusskasten LTD  KB-C-25-4-1800","4-Spaltig, Länge 1800 mm, Zuluft",70,397.65,{"$f":"G25773*(1-VLOOKUP(F25773,Konditionen!$B:$D,3,0))","v":397.65}]
["Luftdurchlässe","KBC","KBC2541850","Anschlusskasten LTD  KB-C-25-4-1850","4-Spaltig, Länge 1850 mm, Zuluft",70,402.3,{"$f":"G25774*(1-VLOOKUP(F25774,Konditionen!$B:$D,3,0))","v":402.3}]
["Luftdurchlässe","KBC","KBC2541900","Anschlusskasten LTD  KB-C-25-4-1900","4-Spaltig, Länge 1900 mm, Zuluft",70,407.1,{"$f":"G25775*(1-VLOOKUP(F25775,Konditionen!$B:$D,3,0))","v":407.1}]
["Luftdurchlässe","KBC","KBC2541950","Anschlusskasten LTD  KB-C-25-4-1950","4-Spaltig, Länge 1950 mm, Zuluft",70,411.8,{"$f":"G25776*(1-VLOOKUP(F25776,Konditionen!$B:$D,3,0))","v":411.8}]
["Luftdurchlässe","KBC","KBC2542000","Anschlusskasten LTD  KB-C-25-4-2000","4-Spaltig, Länge 2000 mm, Zuluft",70,416.55,{"$f":"G25777*(1-VLOOKUP(F25777,Konditionen!$B:$D,3,0))","v":416.55}]
["Luftdurchlässe","KBC","KBC255300","Anschlusskasten LTD   KB-C-25-5-300","5-Spaltig, Länge 300 mm, Zuluft",70,169.6,{"$f":"G25778*(1-VLOOKUP(F25778,Konditionen!$B:$D,3,0))","v":169.6}]
["Luftdurchlässe","KBC","KBC255350","Anschlusskasten LTD   KB-C-25-5-350","5-Spaltig, Länge 350 mm, Zuluft",70,174.1,{"$f":"G25779*(1-VLOOKUP(F25779,Konditionen!$B:$D,3,0))","v":174.1}]
["Luftdurchlässe","KBC","KBC255400","Anschlusskasten LTD   KB-C-25-5-400","5-Spaltig, Länge 400 mm, Zuluft",70,178.55,{"$f":"G25780*(1-VLOOKUP(F25780,Konditionen!$B:$D,3,0))","v":178.55}]
["Luftdurchlässe","KBC","KBC255450","Anschlusskasten LTD   KB-C-25-5-450","5-Spaltig, Länge 450 mm, Zuluft",70,183.05,{"$f":"G25781*(1-VLOOKUP(F25781,Konditionen!$B:$D,3,0))","v":183.05}]
["Luftdurchlässe","KBC","KBC255500","Anschlusskasten LTD   KB-C-25-5-500","5-Spaltig, Länge 500 mm, Zuluft",70,187.4,{"$f":"G25782*(1-VLOOKUP(F25782,Konditionen!$B:$D,3,0))","v":187.4}]
["Luftdurchlässe","KBC","KBC255550","Anschlusskasten LTD   KB-C-25-5-550","5-Spaltig, Länge 550 mm, Zuluft",70,192.5,{"$f":"G25783*(1-VLOOKUP(F25783,Konditionen!$B:$D,3,0))","v":192.5}]
["Luftdurchlässe","KBC","KBC255600","Anschlusskasten LTD   KB-C-25-5-600","5-Spaltig, Länge 600 mm, Zuluft",70,197,{"$f":"G25784*(1-VLOOKUP(F25784,Konditionen!$B:$D,3,0))","v":197}]
["Luftdurchlässe","KBC","KBC255650","Anschlusskasten LTD   KB-C-25-5-650","5-Spaltig, Länge 650 mm, Zuluft",70,201.35,{"$f":"G25785*(1-VLOOKUP(F25785,Konditionen!$B:$D,3,0))","v":201.35}]
["Luftdurchlässe","KBC","KBC255700","Anschlusskasten LTD   KB-C-25-5-700","5-Spaltig, Länge 700 mm, Zuluft",70,205.85,{"$f":"G25786*(1-VLOOKUP(F25786,Konditionen!$B:$D,3,0))","v":205.85}]
["Luftdurchlässe","KBC","KBC255750","Anschlusskasten LTD   KB-C-25-5-750","5-Spaltig, Länge 750 mm, Zuluft",70,236.6,{"$f":"G25787*(1-VLOOKUP(F25787,Konditionen!$B:$D,3,0))","v":236.6}]
["Luftdurchlässe","KBC","KBC255800","Anschlusskasten LTD   KB-C-25-5-800","5-Spaltig, Länge 800 mm, Zuluft",70,241.35,{"$f":"G25788*(1-VLOOKUP(F25788,Konditionen!$B:$D,3,0))","v":241.35}]
["Luftdurchlässe","KBC","KBC255850","Anschlusskasten LTD   KB-C-25-5-850","5-Spaltig, Länge 850 mm, Zuluft",70,246.25,{"$f":"G25789*(1-VLOOKUP(F25789,Konditionen!$B:$D,3,0))","v":246.25}]
["Luftdurchlässe","KBC","KBC255900","Anschlusskasten LTD   KB-C-25-5-900","5-Spaltig, Länge 900 mm, Zuluft",70,251.05,{"$f":"G25790*(1-VLOOKUP(F25790,Konditionen!$B:$D,3,0))","v":251.05}]
["Luftdurchlässe","KBC","KBC255950","Anschlusskasten LTD   KB-C-25-5-950","5-Spaltig, Länge 950 mm, Zuluft",70,255.95,{"$f":"G25791*(1-VLOOKUP(F25791,Konditionen!$B:$D,3,0))","v":255.95}]
["Luftdurchlässe","KBC","KBC2551000","Anschlusskasten LTD  KB-C-25-5-1000","5-Spaltig, Länge 1000 mm, Zuluft",70,260.8,{"$f":"G25792*(1-VLOOKUP(F25792,Konditionen!$B:$D,3,0))","v":260.8}]
["Luftdurchlässe","KBC","KBC2551050","Anschlusskasten LTD  KB-C-25-5-1050","5-Spaltig, Länge 1050 mm, Zuluft",70,268.95,{"$f":"G25793*(1-VLOOKUP(F25793,Konditionen!$B:$D,3,0))","v":268.95}]
["Luftdurchlässe","KBC","KBC2551100","Anschlusskasten LTD  KB-C-25-5-1100","5-Spaltig, Länge 1100 mm, Zuluft",70,273.85000000000002,{"$f":"G25794*(1-VLOOKUP(F25794,Konditionen!$B:$D,3,0))","v":273.85000000000002}]
["Luftdurchlässe","KBC","KBC2551150","Anschlusskasten LTD  KB-C-25-5-1150","5-Spaltig, Länge 1150 mm, Zuluft",70,333.8,{"$f":"G25795*(1-VLOOKUP(F25795,Konditionen!$B:$D,3,0))","v":333.8}]
["Luftdurchlässe","KBC","KBC2551200","Anschlusskasten LTD  KB-C-25-5-1200","5-Spaltig, Länge 1200 mm, Zuluft",70,338.8,{"$f":"G25796*(1-VLOOKUP(F25796,Konditionen!$B:$D,3,0))","v":338.8}]
["Luftdurchlässe","KBC","KBC2551250","Anschlusskasten LTD  KB-C-25-5-1250","5-Spaltig, Länge 1250 mm, Zuluft",70,348.25,{"$f":"G25797*(1-VLOOKUP(F25797,Konditionen!$B:$D,3,0))","v":348.25}]
["Luftdurchlässe","KBC","KBC2551300","Anschlusskasten LTD  KB-C-25-5-1300","5-Spaltig, Länge 1300 mm, Zuluft",70,353.25,{"$f":"G25798*(1-VLOOKUP(F25798,Konditionen!$B:$D,3,0))","v":353.25}]
["Luftdurchlässe","KBC","KBC2551350","Anschlusskasten LTD  KB-C-25-5-1350","5-Spaltig, Länge 1350 mm, Zuluft",70,358.25,{"$f":"G25799*(1-VLOOKUP(F25799,Konditionen!$B:$D,3,0))","v":358.25}]
["Luftdurchlässe","KBC","KBC2551400","Anschlusskasten LTD  KB-C-25-5-1400","5-Spaltig, Länge 1400 mm, Zuluft",70,363.2,{"$f":"G25800*(1-VLOOKUP(F25800,Konditionen!$B:$D,3,0))","v":363.2}]
["Luftdurchlässe","KBC","KBC2551450","Anschlusskasten LTD  KB-C-25-5-1450","5-Spaltig, Länge 1450 mm, Zuluft",70,368.2,{"$f":"G25801*(1-VLOOKUP(F25801,Konditionen!$B:$D,3,0))","v":368.2}]
["Luftdurchlässe","KBC","KBC2551500","Anschlusskasten LTD  KB-C-25-5-1500","5-Spaltig, Länge 1500 mm, Zuluft",70,373.2,{"$f":"G25802*(1-VLOOKUP(F25802,Konditionen!$B:$D,3,0))","v":373.2}]
["Luftdurchlässe","KBC","KBC2551550","Anschlusskasten LTD  KB-C-25-5-1550","5-Spaltig, Länge 1550 mm, Zuluft",70,378.8,{"$f":"G25803*(1-VLOOKUP(F25803,Konditionen!$B:$D,3,0))","v":378.8}]
["Luftdurchlässe","KBC","KBC2551600","Anschlusskasten LTD  KB-C-25-5-1600","5-Spaltig, Länge 1600 mm, Zuluft",70,383.8,{"$f":"G25804*(1-VLOOKUP(F25804,Konditionen!$B:$D,3,0))","v":383.8}]
["Luftdurchlässe","KBC","KBC2551650","Anschlusskasten LTD  KB-C-25-5-1650","5-Spaltig, Länge 1650 mm, Zuluft",70,394.8,{"$f":"G25805*(1-VLOOKUP(F25805,Konditionen!$B:$D,3,0))","v":394.8}]
["Luftdurchlässe","KBC","KBC2551700","Anschlusskasten LTD  KB-C-25-5-1700","5-Spaltig, Länge 1700 mm, Zuluft",70,399.75,{"$f":"G25806*(1-VLOOKUP(F25806,Konditionen!$B:$D,3,0))","v":399.75}]
["Luftdurchlässe","KBC","KBC2551750","Anschlusskasten LTD  KB-C-25-5-1750","5-Spaltig, Länge 1750 mm, Zuluft",70,404.75,{"$f":"G25807*(1-VLOOKUP(F25807,Konditionen!$B:$D,3,0))","v":404.75}]
["Luftdurchlässe","KBC","KBC2551800","Anschlusskasten LTD  KB-C-25-5-1800","5-Spaltig, Länge 1800 mm, Zuluft",70,409.75,{"$f":"G25808*(1-VLOOKUP(F25808,Konditionen!$B:$D,3,0))","v":409.75}]
["Luftdurchlässe","KBC","KBC2551850","Anschlusskasten LTD  KB-C-25-5-1850","5-Spaltig, Länge 1850 mm, Zuluft",70,414.75,{"$f":"G25809*(1-VLOOKUP(F25809,Konditionen!$B:$D,3,0))","v":414.75}]
["Luftdurchlässe","KBC","KBC2551900","Anschlusskasten LTD  KB-C-25-5-1900","5-Spaltig, Länge 1900 mm, Zuluft",70,419.7,{"$f":"G25810*(1-VLOOKUP(F25810,Konditionen!$B:$D,3,0))","v":419.7}]
["Luftdurchlässe","KBC","KBC2551950","Anschlusskasten LTD  KB-C-25-5-1950","5-Spaltig, Länge 1950 mm, Zuluft",70,424.7,{"$f":"G25811*(1-VLOOKUP(F25811,Konditionen!$B:$D,3,0))","v":424.7}]
["Luftdurchlässe","KBC","KBC2552000","Anschlusskasten LTD  KB-C-25-5-2000","5-Spaltig, Länge 2000 mm, Zuluft",70,429.7,{"$f":"G25812*(1-VLOOKUP(F25812,Konditionen!$B:$D,3,0))","v":429.7}]
["Luftdurchlässe","KBC","KBC256300","Anschlusskasten LTD   KB-C-25-6-300","6-Spaltig, Länge 300 mm, Zuluft",70,173.35,{"$f":"G25813*(1-VLOOKUP(F25813,Konditionen!$B:$D,3,0))","v":173.35}]
["Luftdurchlässe","KBC","KBC256350","Anschlusskasten LTD   KB-C-25-6-350","6-Spaltig, Länge 350 mm, Zuluft",70,178.05,{"$f":"G25814*(1-VLOOKUP(F25814,Konditionen!$B:$D,3,0))","v":178.05}]
["Luftdurchlässe","KBC","KBC256400","Anschlusskasten LTD   KB-C-25-6-400","6-Spaltig, Länge 400 mm, Zuluft",70,182.75,{"$f":"G25815*(1-VLOOKUP(F25815,Konditionen!$B:$D,3,0))","v":182.75}]
["Luftdurchlässe","KBC","KBC256450","Anschlusskasten LTD   KB-C-25-6-450","6-Spaltig, Länge 450 mm, Zuluft",70,187.3,{"$f":"G25816*(1-VLOOKUP(F25816,Konditionen!$B:$D,3,0))","v":187.3}]
["Luftdurchlässe","KBC","KBC256500","Anschlusskasten LTD   KB-C-25-6-500","6-Spaltig, Länge 500 mm, Zuluft",70,192,{"$f":"G25817*(1-VLOOKUP(F25817,Konditionen!$B:$D,3,0))","v":192}]
["Luftdurchlässe","KBC","KBC256550","Anschlusskasten LTD   KB-C-25-6-550","6-Spaltig, Länge 550 mm, Zuluft",70,217.65,{"$f":"G25818*(1-VLOOKUP(F25818,Konditionen!$B:$D,3,0))","v":217.65}]
["Luftdurchlässe","KBC","KBC256600","Anschlusskasten LTD   KB-C-25-6-600","6-Spaltig, Länge 600 mm, Zuluft",70,222.75,{"$f":"G25819*(1-VLOOKUP(F25819,Konditionen!$B:$D,3,0))","v":222.75}]
["Luftdurchlässe","KBC","KBC256650","Anschlusskasten LTD   KB-C-25-6-650","6-Spaltig, Länge 650 mm, Zuluft",70,227.85,{"$f":"G25820*(1-VLOOKUP(F25820,Konditionen!$B:$D,3,0))","v":227.85}]
["Luftdurchlässe","KBC","KBC256700","Anschlusskasten LTD   KB-C-25-6-700","6-Spaltig, Länge 700 mm, Zuluft",70,232.9,{"$f":"G25821*(1-VLOOKUP(F25821,Konditionen!$B:$D,3,0))","v":232.9}]
["Luftdurchlässe","KBC","KBC256750","Anschlusskasten LTD   KB-C-25-6-750","6-Spaltig, Länge 750 mm, Zuluft",70,243,{"$f":"G25822*(1-VLOOKUP(F25822,Konditionen!$B:$D,3,0))","v":243}]
["Luftdurchlässe","KBC","KBC256800","Anschlusskasten LTD   KB-C-25-6-800","6-Spaltig, Länge 800 mm, Zuluft",70,248.1,{"$f":"G25823*(1-VLOOKUP(F25823,Konditionen!$B:$D,3,0))","v":248.1}]
["Luftdurchlässe","KBC","KBC256850","Anschlusskasten LTD   KB-C-25-6-850","6-Spaltig, Länge 850 mm, Zuluft",70,253.2,{"$f":"G25824*(1-VLOOKUP(F25824,Konditionen!$B:$D,3,0))","v":253.2}]
["Luftdurchlässe","KBC","KBC256900","Anschlusskasten LTD   KB-C-25-6-900","6-Spaltig, Länge 900 mm, Zuluft",70,258.25,{"$f":"G25825*(1-VLOOKUP(F25825,Konditionen!$B:$D,3,0))","v":258.25}]
["Luftdurchlässe","KBC","KBC256950","Anschlusskasten LTD   KB-C-25-6-950","6-Spaltig, Länge 950 mm, Zuluft",70,263.35000000000002,{"$f":"G25826*(1-VLOOKUP(F25826,Konditionen!$B:$D,3,0))","v":263.35000000000002}]
["Luftdurchlässe","KBC","KBC2561000","Anschlusskasten LTD  KB-C-25-6-1000","6-Spaltig, Länge 1000 mm, Zuluft",70,268.45,{"$f":"G25827*(1-VLOOKUP(F25827,Konditionen!$B:$D,3,0))","v":268.45}]
["Luftdurchlässe","KBC","KBC2561050","Anschlusskasten LTD  KB-C-25-6-1050","6-Spaltig, Länge 1050 mm, Zuluft",70,276.8,{"$f":"G25828*(1-VLOOKUP(F25828,Konditionen!$B:$D,3,0))","v":276.8}]
["Luftdurchlässe","KBC","KBC2561100","Anschlusskasten LTD  KB-C-25-6-1100","6-Spaltig, Länge 1100 mm, Zuluft",70,281.89999999999998,{"$f":"G25829*(1-VLOOKUP(F25829,Konditionen!$B:$D,3,0))","v":281.89999999999998}]
["Luftdurchlässe","KBC","KBC2561150","Anschlusskasten LTD  KB-C-25-6-1150","6-Spaltig, Länge 1150 mm, Zuluft",70,342.25,{"$f":"G25830*(1-VLOOKUP(F25830,Konditionen!$B:$D,3,0))","v":342.25}]
["Luftdurchlässe","KBC","KBC2561200","Anschlusskasten LTD  KB-C-25-6-1200","6-Spaltig, Länge 1200 mm, Zuluft",70,347.45,{"$f":"G25831*(1-VLOOKUP(F25831,Konditionen!$B:$D,3,0))","v":347.45}]
["Luftdurchlässe","KBC","KBC2561250","Anschlusskasten LTD  KB-C-25-6-1250","6-Spaltig, Länge 1250 mm, Zuluft",70,357.1,{"$f":"G25832*(1-VLOOKUP(F25832,Konditionen!$B:$D,3,0))","v":357.1}]
["Luftdurchlässe","KBC","KBC2561300","Anschlusskasten LTD  KB-C-25-6-1300","6-Spaltig, Länge 1300 mm, Zuluft",70,362.4,{"$f":"G25833*(1-VLOOKUP(F25833,Konditionen!$B:$D,3,0))","v":362.4}]
["Luftdurchlässe","KBC","KBC2561350","Anschlusskasten LTD  KB-C-25-6-1350","6-Spaltig, Länge 1350 mm, Zuluft",70,367.6,{"$f":"G25834*(1-VLOOKUP(F25834,Konditionen!$B:$D,3,0))","v":367.6}]
["Luftdurchlässe","KBC","KBC2561400","Anschlusskasten LTD  KB-C-25-6-1400","6-Spaltig, Länge 1400 mm, Zuluft",70,372.8,{"$f":"G25835*(1-VLOOKUP(F25835,Konditionen!$B:$D,3,0))","v":372.8}]
["Luftdurchlässe","KBC","KBC2561450","Anschlusskasten LTD  KB-C-25-6-1450","6-Spaltig, Länge 1450 mm, Zuluft",70,378,{"$f":"G25836*(1-VLOOKUP(F25836,Konditionen!$B:$D,3,0))","v":378}]
["Luftdurchlässe","KBC","KBC2561500","Anschlusskasten LTD  KB-C-25-6-1500","6-Spaltig, Länge 1500 mm, Zuluft",70,383.2,{"$f":"G25837*(1-VLOOKUP(F25837,Konditionen!$B:$D,3,0))","v":383.2}]
["Luftdurchlässe","KBC","KBC2561550","Anschlusskasten LTD  KB-C-25-6-1550","6-Spaltig, Länge 1550 mm, Zuluft",70,389.1,{"$f":"G25838*(1-VLOOKUP(F25838,Konditionen!$B:$D,3,0))","v":389.1}]
["Luftdurchlässe","KBC","KBC2561600","Anschlusskasten LTD  KB-C-25-6-1600","6-Spaltig, Länge 1600 mm, Zuluft",70,394.25,{"$f":"G25839*(1-VLOOKUP(F25839,Konditionen!$B:$D,3,0))","v":394.25}]
["Luftdurchlässe","KBC","KBC2561650","Anschlusskasten LTD  KB-C-25-6-1650","6-Spaltig, Länge 1650 mm, Zuluft",70,405.45,{"$f":"G25840*(1-VLOOKUP(F25840,Konditionen!$B:$D,3,0))","v":405.45}]
["Luftdurchlässe","KBC","KBC2561700","Anschlusskasten LTD  KB-C-25-6-1700","6-Spaltig, Länge 1700 mm, Zuluft",70,410.65,{"$f":"G25841*(1-VLOOKUP(F25841,Konditionen!$B:$D,3,0))","v":410.65}]
["Luftdurchlässe","KBC","KBC2561750","Anschlusskasten LTD  KB-C-25-6-1750","6-Spaltig, Länge 1750 mm, Zuluft",70,415.95,{"$f":"G25842*(1-VLOOKUP(F25842,Konditionen!$B:$D,3,0))","v":415.95}]
["Luftdurchlässe","KBC","KBC2561800","Anschlusskasten LTD  KB-C-25-6-1800","6-Spaltig, Länge 1800 mm, Zuluft",70,421.15,{"$f":"G25843*(1-VLOOKUP(F25843,Konditionen!$B:$D,3,0))","v":421.15}]
["Luftdurchlässe","KBC","KBC2561850","Anschlusskasten LTD  KB-C-25-6-1850","6-Spaltig, Länge 1850 mm, Zuluft",70,426.35,{"$f":"G25844*(1-VLOOKUP(F25844,Konditionen!$B:$D,3,0))","v":426.35}]
["Luftdurchlässe","KBC","KBC2561900","Anschlusskasten LTD  KB-C-25-6-1900","6-Spaltig, Länge 1900 mm, Zuluft",70,431.55,{"$f":"G25845*(1-VLOOKUP(F25845,Konditionen!$B:$D,3,0))","v":431.55}]
["Luftdurchlässe","KBC","KBC2561950","Anschlusskasten LTD  KB-C-25-6-1950","6-Spaltig, Länge 1950 mm, Zuluft",70,436.7,{"$f":"G25846*(1-VLOOKUP(F25846,Konditionen!$B:$D,3,0))","v":436.7}]
["Luftdurchlässe","KBC","KBC2562000","Anschlusskasten LTD  KB-C-25-6-2000","6-Spaltig, Länge 2000 mm, Zuluft",70,441.9,{"$f":"G25847*(1-VLOOKUP(F25847,Konditionen!$B:$D,3,0))","v":441.9}]
["Luftdurchlässe","KBE","KBE251300","Anschlusskasten LTD   KB-E-25-1-300","1-Spaltig, Länge 300 mm, Abluft",70,137.94999999999999,{"$f":"G25848*(1-VLOOKUP(F25848,Konditionen!$B:$D,3,0))","v":137.94999999999999}]
["Luftdurchlässe","KBE","KBE251350","Anschlusskasten LTD   KB-E-25-1-350","1-Spaltig, Länge 350 mm, Abluft",70,141.1,{"$f":"G25849*(1-VLOOKUP(F25849,Konditionen!$B:$D,3,0))","v":141.1}]
["Luftdurchlässe","KBE","KBE251400","Anschlusskasten LTD   KB-E-25-1-400","1-Spaltig, Länge 400 mm, Abluft",70,144.35,{"$f":"G25850*(1-VLOOKUP(F25850,Konditionen!$B:$D,3,0))","v":144.35}]
["Luftdurchlässe","KBE","KBE251450","Anschlusskasten LTD   KB-E-25-1-450","1-Spaltig, Länge 450 mm, Abluft",70,147.6,{"$f":"G25851*(1-VLOOKUP(F25851,Konditionen!$B:$D,3,0))","v":147.6}]
["Luftdurchlässe","KBE","KBE251500","Anschlusskasten LTD   KB-E-25-1-500","1-Spaltig, Länge 500 mm, Abluft",70,150.85,{"$f":"G25852*(1-VLOOKUP(F25852,Konditionen!$B:$D,3,0))","v":150.85}]
["Luftdurchlässe","KBE","KBE251550","Anschlusskasten LTD   KB-E-25-1-550","1-Spaltig, Länge 550 mm, Abluft",70,154.65,{"$f":"G25853*(1-VLOOKUP(F25853,Konditionen!$B:$D,3,0))","v":154.65}]
["Luftdurchlässe","KBE","KBE251600","Anschlusskasten LTD   KB-E-25-1-600","1-Spaltig, Länge 600 mm, Abluft",70,157.9,{"$f":"G25854*(1-VLOOKUP(F25854,Konditionen!$B:$D,3,0))","v":157.9}]
["Luftdurchlässe","KBE","KBE251650","Anschlusskasten LTD   KB-E-25-1-650","1-Spaltig, Länge 650 mm, Abluft",70,161.15,{"$f":"G25855*(1-VLOOKUP(F25855,Konditionen!$B:$D,3,0))","v":161.15}]
["Luftdurchlässe","KBE","KBE251700","Anschlusskasten LTD   KB-E-25-1-700","1-Spaltig, Länge 700 mm, Abluft",70,164.3,{"$f":"G25856*(1-VLOOKUP(F25856,Konditionen!$B:$D,3,0))","v":164.3}]
["Luftdurchlässe","KBE","KBE251750","Anschlusskasten LTD   KB-E-25-1-750","1-Spaltig, Länge 750 mm, Abluft",70,172.65,{"$f":"G25857*(1-VLOOKUP(F25857,Konditionen!$B:$D,3,0))","v":172.65}]
["Luftdurchlässe","KBE","KBE251800","Anschlusskasten LTD   KB-E-25-1-800","1-Spaltig, Länge 800 mm, Abluft",70,177.25,{"$f":"G25858*(1-VLOOKUP(F25858,Konditionen!$B:$D,3,0))","v":177.25}]
["Luftdurchlässe","KBE","KBE251850","Anschlusskasten LTD   KB-E-25-1-850","1-Spaltig, Länge 850 mm, Abluft",70,187.2,{"$f":"G25859*(1-VLOOKUP(F25859,Konditionen!$B:$D,3,0))","v":187.2}]
["Luftdurchlässe","KBE","KBE251900","Anschlusskasten LTD   KB-E-25-1-900","1-Spaltig, Länge 900 mm, Abluft",70,190.45,{"$f":"G25860*(1-VLOOKUP(F25860,Konditionen!$B:$D,3,0))","v":190.45}]
["Luftdurchlässe","KBE","KBE251950","Anschlusskasten LTD   KB-E-25-1-950","1-Spaltig, Länge 950 mm, Abluft",70,193.85,{"$f":"G25861*(1-VLOOKUP(F25861,Konditionen!$B:$D,3,0))","v":193.85}]
["Luftdurchlässe","KBE","KBE2511000","Anschlusskasten LTD  KB-E-25-1-1000","1-Spaltig, Länge 1000 mm, Abluft",70,197.1,{"$f":"G25862*(1-VLOOKUP(F25862,Konditionen!$B:$D,3,0))","v":197.1}]
["Luftdurchlässe","KBE","KBE2511050","Anschlusskasten LTD  KB-E-25-1-1050","1-Spaltig, Länge 1050 mm, Abluft",70,203.8,{"$f":"G25863*(1-VLOOKUP(F25863,Konditionen!$B:$D,3,0))","v":203.8}]
["Luftdurchlässe","KBE","KBE2511100","Anschlusskasten LTD  KB-E-25-1-1100","1-Spaltig, Länge 1100 mm, Abluft",70,207.05,{"$f":"G25864*(1-VLOOKUP(F25864,Konditionen!$B:$D,3,0))","v":207.05}]
["Luftdurchlässe","KBE","KBE2511150","Anschlusskasten LTD  KB-E-25-1-1150","1-Spaltig, Länge 1150 mm, Abluft",70,242.9,{"$f":"G25865*(1-VLOOKUP(F25865,Konditionen!$B:$D,3,0))","v":242.9}]
["Luftdurchlässe","KBE","KBE2511200","Anschlusskasten LTD  KB-E-25-1-1200","1-Spaltig, Länge 1200 mm, Abluft",70,246.25,{"$f":"G25866*(1-VLOOKUP(F25866,Konditionen!$B:$D,3,0))","v":246.25}]
["Luftdurchlässe","KBE","KBE2511250","Anschlusskasten LTD  KB-E-25-1-1250","1-Spaltig, Länge 1250 mm, Abluft",70,254.1,{"$f":"G25867*(1-VLOOKUP(F25867,Konditionen!$B:$D,3,0))","v":254.1}]
["Luftdurchlässe","KBE","KBE2511300","Anschlusskasten LTD  KB-E-25-1-1300","1-Spaltig, Länge 1300 mm, Abluft",70,257.45,{"$f":"G25868*(1-VLOOKUP(F25868,Konditionen!$B:$D,3,0))","v":257.45}]
["Luftdurchlässe","KBE","KBE2511350","Anschlusskasten LTD  KB-E-25-1-1350","1-Spaltig, Länge 1350 mm, Abluft",70,260.8,{"$f":"G25869*(1-VLOOKUP(F25869,Konditionen!$B:$D,3,0))","v":260.8}]
["Luftdurchlässe","KBE","KBE2511400","Anschlusskasten LTD  KB-E-25-1-1400","1-Spaltig, Länge 1400 mm, Abluft",70,264.05,{"$f":"G25870*(1-VLOOKUP(F25870,Konditionen!$B:$D,3,0))","v":264.05}]
["Luftdurchlässe","KBE","KBE2511450","Anschlusskasten LTD  KB-E-25-1-1450","1-Spaltig, Länge 1450 mm, Abluft",70,267.45,{"$f":"G25871*(1-VLOOKUP(F25871,Konditionen!$B:$D,3,0))","v":267.45}]
["Luftdurchlässe","KBE","KBE2511500","Anschlusskasten LTD  KB-E-25-1-1500","1-Spaltig, Länge 1500 mm, Abluft",70,270.8,{"$f":"G25872*(1-VLOOKUP(F25872,Konditionen!$B:$D,3,0))","v":270.8}]
["Luftdurchlässe","KBE","KBE2511550","Anschlusskasten LTD  KB-E-25-1-1550","1-Spaltig, Länge 1550 mm, Abluft",70,274.75,{"$f":"G25873*(1-VLOOKUP(F25873,Konditionen!$B:$D,3,0))","v":274.75}]
["Luftdurchlässe","KBE","KBE2511600","Anschlusskasten LTD  KB-E-25-1-1600","1-Spaltig, Länge 1600 mm, Abluft",70,278.10000000000002,{"$f":"G25874*(1-VLOOKUP(F25874,Konditionen!$B:$D,3,0))","v":278.10000000000002}]
["Luftdurchlässe","KBE","KBE2511650","Anschlusskasten LTD  KB-E-25-1-1650","1-Spaltig, Länge 1650 mm, Abluft",70,287.60000000000002,{"$f":"G25875*(1-VLOOKUP(F25875,Konditionen!$B:$D,3,0))","v":287.60000000000002}]
["Luftdurchlässe","KBE","KBE2511700","Anschlusskasten LTD  KB-E-25-1-1700","1-Spaltig, Länge 1700 mm, Abluft",70,290.95,{"$f":"G25876*(1-VLOOKUP(F25876,Konditionen!$B:$D,3,0))","v":290.95}]
["Luftdurchlässe","KBE","KBE2511750","Anschlusskasten LTD  KB-E-25-1-1750","1-Spaltig, Länge 1750 mm, Abluft",70,294.2,{"$f":"G25877*(1-VLOOKUP(F25877,Konditionen!$B:$D,3,0))","v":294.2}]
["Luftdurchlässe","KBE","KBE2511800","Anschlusskasten LTD  KB-E-25-1-1800","1-Spaltig, Länge 1800 mm, Abluft",70,297.55,{"$f":"G25878*(1-VLOOKUP(F25878,Konditionen!$B:$D,3,0))","v":297.55}]
["Luftdurchlässe","KBE","KBE2511850","Anschlusskasten LTD  KB-E-25-1-1850","1-Spaltig, Länge 1850 mm, Abluft",70,300.89999999999998,{"$f":"G25879*(1-VLOOKUP(F25879,Konditionen!$B:$D,3,0))","v":300.89999999999998}]
["Luftdurchlässe","KBE","KBE2511900","Anschlusskasten LTD  KB-E-25-1-1900","1-Spaltig, Länge 1900 mm, Abluft",70,304.3,{"$f":"G25880*(1-VLOOKUP(F25880,Konditionen!$B:$D,3,0))","v":304.3}]
["Luftdurchlässe","KBE","KBE2511950","Anschlusskasten LTD  KB-E-25-1-1950","1-Spaltig, Länge 1950 mm, Abluft",70,307.64999999999998,{"$f":"G25881*(1-VLOOKUP(F25881,Konditionen!$B:$D,3,0))","v":307.64999999999998}]
["Luftdurchlässe","KBE","KBE2512000","Anschlusskasten LTD  KB-E-25-1-2000","1-Spaltig, Länge 2000 mm, Abluft",70,311,{"$f":"G25882*(1-VLOOKUP(F25882,Konditionen!$B:$D,3,0))","v":311}]
["Luftdurchlässe","KBE","KBE252300","Anschlusskasten LTD   KB-E-25-2-300","2-Spaltig, Länge 300 mm, Abluft",70,139.55000000000001,{"$f":"G25883*(1-VLOOKUP(F25883,Konditionen!$B:$D,3,0))","v":139.55000000000001}]
["Luftdurchlässe","KBE","KBE252350","Anschlusskasten LTD   KB-E-25-2-350","2-Spaltig, Länge 350 mm, Abluft",70,142.85,{"$f":"G25884*(1-VLOOKUP(F25884,Konditionen!$B:$D,3,0))","v":142.85}]
["Luftdurchlässe","KBE","KBE252400","Anschlusskasten LTD   KB-E-25-2-400","2-Spaltig, Länge 400 mm, Abluft",70,146.1,{"$f":"G25885*(1-VLOOKUP(F25885,Konditionen!$B:$D,3,0))","v":146.1}]
["Luftdurchlässe","KBE","KBE252450","Anschlusskasten LTD   KB-E-25-2-450","2-Spaltig, Länge 450 mm, Abluft",70,149.35,{"$f":"G25886*(1-VLOOKUP(F25886,Konditionen!$B:$D,3,0))","v":149.35}]
["Luftdurchlässe","KBE","KBE252500","Anschlusskasten LTD   KB-E-25-2-500","2-Spaltig, Länge 500 mm, Abluft",70,152.6,{"$f":"G25887*(1-VLOOKUP(F25887,Konditionen!$B:$D,3,0))","v":152.6}]
["Luftdurchlässe","KBE","KBE252550","Anschlusskasten LTD   KB-E-25-2-550","2-Spaltig, Länge 550 mm, Abluft",70,163.5,{"$f":"G25888*(1-VLOOKUP(F25888,Konditionen!$B:$D,3,0))","v":163.5}]
["Luftdurchlässe","KBE","KBE252600","Anschlusskasten LTD   KB-E-25-2-600","2-Spaltig, Länge 600 mm, Abluft",70,166.85,{"$f":"G25889*(1-VLOOKUP(F25889,Konditionen!$B:$D,3,0))","v":166.85}]
["Luftdurchlässe","KBE","KBE252650","Anschlusskasten LTD   KB-E-25-2-650","2-Spaltig, Länge 650 mm, Abluft",70,170.2,{"$f":"G25890*(1-VLOOKUP(F25890,Konditionen!$B:$D,3,0))","v":170.2}]
["Luftdurchlässe","KBE","KBE252700","Anschlusskasten LTD   KB-E-25-2-700","2-Spaltig, Länge 700 mm, Abluft",70,173.55,{"$f":"G25891*(1-VLOOKUP(F25891,Konditionen!$B:$D,3,0))","v":173.55}]
["Luftdurchlässe","KBE","KBE252750","Anschlusskasten LTD   KB-E-25-2-750","2-Spaltig, Länge 750 mm, Abluft",70,182,{"$f":"G25892*(1-VLOOKUP(F25892,Konditionen!$B:$D,3,0))","v":182}]
["Luftdurchlässe","KBE","KBE252800","Anschlusskasten LTD   KB-E-25-2-800","2-Spaltig, Länge 800 mm, Abluft",70,185.4,{"$f":"G25893*(1-VLOOKUP(F25893,Konditionen!$B:$D,3,0))","v":185.4}]
["Luftdurchlässe","KBE","KBE252850","Anschlusskasten LTD   KB-E-25-2-850","2-Spaltig, Länge 850 mm, Abluft",70,188.75,{"$f":"G25894*(1-VLOOKUP(F25894,Konditionen!$B:$D,3,0))","v":188.75}]
["Luftdurchlässe","KBE","KBE252900","Anschlusskasten LTD   KB-E-25-2-900","2-Spaltig, Länge 900 mm, Abluft",70,192.1,{"$f":"G25895*(1-VLOOKUP(F25895,Konditionen!$B:$D,3,0))","v":192.1}]
["Luftdurchlässe","KBE","KBE252950","Anschlusskasten LTD   KB-E-25-2-950","2-Spaltig, Länge 950 mm, Abluft",70,195.35,{"$f":"G25896*(1-VLOOKUP(F25896,Konditionen!$B:$D,3,0))","v":195.35}]
["Luftdurchlässe","KBE","KBE2521000","Anschlusskasten LTD  KB-E-25-2-1000","2-Spaltig, Länge 1000 mm, Abluft",70,198.7,{"$f":"G25897*(1-VLOOKUP(F25897,Konditionen!$B:$D,3,0))","v":198.7}]
["Luftdurchlässe","KBE","KBE2521050","Anschlusskasten LTD  KB-E-25-2-1050","2-Spaltig, Länge 1050 mm, Abluft",70,205.45,{"$f":"G25898*(1-VLOOKUP(F25898,Konditionen!$B:$D,3,0))","v":205.45}]
["Luftdurchlässe","KBE","KBE2521100","Anschlusskasten LTD  KB-E-25-2-1100","2-Spaltig, Länge 1100 mm, Abluft",70,208.8,{"$f":"G25899*(1-VLOOKUP(F25899,Konditionen!$B:$D,3,0))","v":208.8}]
["Luftdurchlässe","KBE","KBE2521150","Anschlusskasten LTD  KB-E-25-2-1150","2-Spaltig, Länge 1150 mm, Abluft",70,244.75,{"$f":"G25900*(1-VLOOKUP(F25900,Konditionen!$B:$D,3,0))","v":244.75}]
["Luftdurchlässe","KBE","KBE2521200","Anschlusskasten LTD  KB-E-25-2-1200","2-Spaltig, Länge 1200 mm, Abluft",70,248.2,{"$f":"G25901*(1-VLOOKUP(F25901,Konditionen!$B:$D,3,0))","v":248.2}]
["Luftdurchlässe","KBE","KBE2521250","Anschlusskasten LTD  KB-E-25-2-1250","2-Spaltig, Länge 1250 mm, Abluft",70,256.05,{"$f":"G25902*(1-VLOOKUP(F25902,Konditionen!$B:$D,3,0))","v":256.05}]
["Luftdurchlässe","KBE","KBE2521300","Anschlusskasten LTD  KB-E-25-2-1300","2-Spaltig, Länge 1300 mm, Abluft",70,259.39999999999998,{"$f":"G25903*(1-VLOOKUP(F25903,Konditionen!$B:$D,3,0))","v":259.39999999999998}]
["Luftdurchlässe","KBE","KBE2521350","Anschlusskasten LTD  KB-E-25-2-1350","2-Spaltig, Länge 1350 mm, Abluft",70,262.75,{"$f":"G25904*(1-VLOOKUP(F25904,Konditionen!$B:$D,3,0))","v":262.75}]
["Luftdurchlässe","KBE","KBE2521400","Anschlusskasten LTD  KB-E-25-2-1400","2-Spaltig, Länge 1400 mm, Abluft",70,266.10000000000002,{"$f":"G25905*(1-VLOOKUP(F25905,Konditionen!$B:$D,3,0))","v":266.10000000000002}]
["Luftdurchlässe","KBE","KBE2521450","Anschlusskasten LTD  KB-E-25-2-1450","2-Spaltig, Länge 1450 mm, Abluft",70,269.55,{"$f":"G25906*(1-VLOOKUP(F25906,Konditionen!$B:$D,3,0))","v":269.55}]
["Luftdurchlässe","KBE","KBE2521500","Anschlusskasten LTD  KB-E-25-2-1500","2-Spaltig, Länge 1500 mm, Abluft",70,272.95,{"$f":"G25907*(1-VLOOKUP(F25907,Konditionen!$B:$D,3,0))","v":272.95}]
["Luftdurchlässe","KBE","KBE2521550","Anschlusskasten LTD  KB-E-25-2-1550","2-Spaltig, Länge 1550 mm, Abluft",70,276.89999999999998,{"$f":"G25908*(1-VLOOKUP(F25908,Konditionen!$B:$D,3,0))","v":276.89999999999998}]
["Luftdurchlässe","KBE","KBE2521600","Anschlusskasten LTD  KB-E-25-2-1600","2-Spaltig, Länge 1600 mm, Abluft",70,280.35000000000002,{"$f":"G25909*(1-VLOOKUP(F25909,Konditionen!$B:$D,3,0))","v":280.35000000000002}]
["Luftdurchlässe","KBE","KBE2521650","Anschlusskasten LTD  KB-E-25-2-1650","2-Spaltig, Länge 1650 mm, Abluft",70,289.7,{"$f":"G25910*(1-VLOOKUP(F25910,Konditionen!$B:$D,3,0))","v":289.7}]
["Luftdurchlässe","KBE","KBE2521700","Anschlusskasten LTD  KB-E-25-2-1700","2-Spaltig, Länge 1700 mm, Abluft",70,293.10000000000002,{"$f":"G25911*(1-VLOOKUP(F25911,Konditionen!$B:$D,3,0))","v":293.10000000000002}]
["Luftdurchlässe","KBE","KBE2521750","Anschlusskasten LTD  KB-E-25-2-1750","2-Spaltig, Länge 1750 mm, Abluft",70,296.55,{"$f":"G25912*(1-VLOOKUP(F25912,Konditionen!$B:$D,3,0))","v":296.55}]
["Luftdurchlässe","KBE","KBE2521800","Anschlusskasten LTD  KB-E-25-2-1800","2-Spaltig, Länge 1800 mm, Abluft",70,299.89999999999998,{"$f":"G25913*(1-VLOOKUP(F25913,Konditionen!$B:$D,3,0))","v":299.89999999999998}]
["Luftdurchlässe","KBE","KBE2521850","Anschlusskasten LTD  KB-E-25-2-1850","2-Spaltig, Länge 1850 mm, Abluft",70,303.25,{"$f":"G25914*(1-VLOOKUP(F25914,Konditionen!$B:$D,3,0))","v":303.25}]
["Luftdurchlässe","KBE","KBE2521900","Anschlusskasten LTD  KB-E-25-2-1900","2-Spaltig, Länge 1900 mm, Abluft",70,306.60000000000002,{"$f":"G25915*(1-VLOOKUP(F25915,Konditionen!$B:$D,3,0))","v":306.60000000000002}]
["Luftdurchlässe","KBE","KBE2521950","Anschlusskasten LTD  KB-E-25-2-1950","2-Spaltig, Länge 1950 mm, Abluft",70,310.10000000000002,{"$f":"G25916*(1-VLOOKUP(F25916,Konditionen!$B:$D,3,0))","v":310.10000000000002}]
["Luftdurchlässe","KBE","KBE2522000","Anschlusskasten LTD  KB-E-25-2-2000","2-Spaltig, Länge 2000 mm, Abluft",70,313.45,{"$f":"G25917*(1-VLOOKUP(F25917,Konditionen!$B:$D,3,0))","v":313.45}]
["Luftdurchlässe","KBE","KBE253300","Anschlusskasten LTD   KB-E-25-3-300","3-Spaltig, Länge 300 mm, Abluft",70,150.55000000000001,{"$f":"G25918*(1-VLOOKUP(F25918,Konditionen!$B:$D,3,0))","v":150.55000000000001}]
["Luftdurchlässe","KBE","KBE253350","Anschlusskasten LTD   KB-E-25-3-350","3-Spaltig, Länge 350 mm, Abluft",70,154.15,{"$f":"G25919*(1-VLOOKUP(F25919,Konditionen!$B:$D,3,0))","v":154.15}]
["Luftdurchlässe","KBE","KBE253400","Anschlusskasten LTD   KB-E-25-3-400","3-Spaltig, Länge 400 mm, Abluft",70,157.80000000000001,{"$f":"G25920*(1-VLOOKUP(F25920,Konditionen!$B:$D,3,0))","v":157.80000000000001}]
["Luftdurchlässe","KBE","KBE253450","Anschlusskasten LTD   KB-E-25-3-450","3-Spaltig, Länge 450 mm, Abluft",70,161.35,{"$f":"G25921*(1-VLOOKUP(F25921,Konditionen!$B:$D,3,0))","v":161.35}]
["Luftdurchlässe","KBE","KBE253500","Anschlusskasten LTD   KB-E-25-3-500","3-Spaltig, Länge 500 mm, Abluft",70,164.9,{"$f":"G25922*(1-VLOOKUP(F25922,Konditionen!$B:$D,3,0))","v":164.9}]
["Luftdurchlässe","KBE","KBE253550","Anschlusskasten LTD   KB-E-25-3-550","3-Spaltig, Länge 550 mm, Abluft",70,169.1,{"$f":"G25923*(1-VLOOKUP(F25923,Konditionen!$B:$D,3,0))","v":169.1}]
["Luftdurchlässe","KBE","KBE253600","Anschlusskasten LTD   KB-E-25-3-600","3-Spaltig, Länge 600 mm, Abluft",70,172.75,{"$f":"G25924*(1-VLOOKUP(F25924,Konditionen!$B:$D,3,0))","v":172.75}]
["Luftdurchlässe","KBE","KBE253650","Anschlusskasten LTD   KB-E-25-3-650","3-Spaltig, Länge 650 mm, Abluft",70,176.3,{"$f":"G25925*(1-VLOOKUP(F25925,Konditionen!$B:$D,3,0))","v":176.3}]
["Luftdurchlässe","KBE","KBE253700","Anschlusskasten LTD   KB-E-25-3-700","3-Spaltig, Länge 700 mm, Abluft",70,180,{"$f":"G25926*(1-VLOOKUP(F25926,Konditionen!$B:$D,3,0))","v":180}]
["Luftdurchlässe","KBE","KBE253750","Anschlusskasten LTD   KB-E-25-3-750","3-Spaltig, Länge 750 mm, Abluft",70,188.65,{"$f":"G25927*(1-VLOOKUP(F25927,Konditionen!$B:$D,3,0))","v":188.65}]
["Luftdurchlässe","KBE","KBE253800","Anschlusskasten LTD   KB-E-25-3-800","3-Spaltig, Länge 800 mm, Abluft",70,192.2,{"$f":"G25928*(1-VLOOKUP(F25928,Konditionen!$B:$D,3,0))","v":192.2}]
["Luftdurchlässe","KBE","KBE253850","Anschlusskasten LTD   KB-E-25-3-850","3-Spaltig, Länge 850 mm, Abluft",70,195.85,{"$f":"G25929*(1-VLOOKUP(F25929,Konditionen!$B:$D,3,0))","v":195.85}]
["Luftdurchlässe","KBE","KBE253900","Anschlusskasten LTD   KB-E-25-3-900","3-Spaltig, Länge 900 mm, Abluft",70,199.45,{"$f":"G25930*(1-VLOOKUP(F25930,Konditionen!$B:$D,3,0))","v":199.45}]
["Luftdurchlässe","KBE","KBE253950","Anschlusskasten LTD   KB-E-25-3-950","3-Spaltig, Länge 950 mm, Abluft",70,203.1,{"$f":"G25931*(1-VLOOKUP(F25931,Konditionen!$B:$D,3,0))","v":203.1}]
["Luftdurchlässe","KBE","KBE2531000","Anschlusskasten LTD  KB-E-25-3-1000","3-Spaltig, Länge 1000 mm, Abluft",70,206.65,{"$f":"G25932*(1-VLOOKUP(F25932,Konditionen!$B:$D,3,0))","v":206.65}]
["Luftdurchlässe","KBE","KBE2531050","Anschlusskasten LTD  KB-E-25-3-1050","3-Spaltig, Länge 1050 mm, Abluft",70,213.6,{"$f":"G25933*(1-VLOOKUP(F25933,Konditionen!$B:$D,3,0))","v":213.6}]
["Luftdurchlässe","KBE","KBE2531100","Anschlusskasten LTD  KB-E-25-3-1100","3-Spaltig, Länge 1100 mm, Abluft",70,217.25,{"$f":"G25934*(1-VLOOKUP(F25934,Konditionen!$B:$D,3,0))","v":217.25}]
["Luftdurchlässe","KBE","KBE2531150","Anschlusskasten LTD  KB-E-25-3-1150","3-Spaltig, Länge 1150 mm, Abluft",70,264.8,{"$f":"G25935*(1-VLOOKUP(F25935,Konditionen!$B:$D,3,0))","v":264.8}]
["Luftdurchlässe","KBE","KBE2531200","Anschlusskasten LTD  KB-E-25-3-1200","3-Spaltig, Länge 1200 mm, Abluft",70,268.85000000000002,{"$f":"G25936*(1-VLOOKUP(F25936,Konditionen!$B:$D,3,0))","v":268.85000000000002}]
["Luftdurchlässe","KBE","KBE2531250","Anschlusskasten LTD  KB-E-25-3-1250","3-Spaltig, Länge 1250 mm, Abluft",70,277.3,{"$f":"G25937*(1-VLOOKUP(F25937,Konditionen!$B:$D,3,0))","v":277.3}]
["Luftdurchlässe","KBE","KBE2531300","Anschlusskasten LTD  KB-E-25-3-1300","3-Spaltig, Länge 1300 mm, Abluft",70,281.5,{"$f":"G25938*(1-VLOOKUP(F25938,Konditionen!$B:$D,3,0))","v":281.5}]
["Luftdurchlässe","KBE","KBE2531350","Anschlusskasten LTD  KB-E-25-3-1350","3-Spaltig, Länge 1350 mm, Abluft",70,299.39999999999998,{"$f":"G25939*(1-VLOOKUP(F25939,Konditionen!$B:$D,3,0))","v":299.39999999999998}]
["Luftdurchlässe","KBE","KBE2531400","Anschlusskasten LTD  KB-E-25-3-1400","3-Spaltig, Länge 1400 mm, Abluft",70,303.45,{"$f":"G25940*(1-VLOOKUP(F25940,Konditionen!$B:$D,3,0))","v":303.45}]
["Luftdurchlässe","KBE","KBE2531450","Anschlusskasten LTD  KB-E-25-3-1450","3-Spaltig, Länge 1450 mm, Abluft",70,307.55,{"$f":"G25941*(1-VLOOKUP(F25941,Konditionen!$B:$D,3,0))","v":307.55}]
["Luftdurchlässe","KBE","KBE2531500","Anschlusskasten LTD  KB-E-25-3-1500","3-Spaltig, Länge 1500 mm, Abluft",70,311.60000000000002,{"$f":"G25942*(1-VLOOKUP(F25942,Konditionen!$B:$D,3,0))","v":311.60000000000002}]
["Luftdurchlässe","KBE","KBE2531550","Anschlusskasten LTD  KB-E-25-3-1550","3-Spaltig, Länge 1550 mm, Abluft",70,316.39999999999998,{"$f":"G25943*(1-VLOOKUP(F25943,Konditionen!$B:$D,3,0))","v":316.39999999999998}]
["Luftdurchlässe","KBE","KBE2531600","Anschlusskasten LTD  KB-E-25-3-1600","3-Spaltig, Länge 1600 mm, Abluft",70,320.45,{"$f":"G25944*(1-VLOOKUP(F25944,Konditionen!$B:$D,3,0))","v":320.45}]
["Luftdurchlässe","KBE","KBE2531650","Anschlusskasten LTD  KB-E-25-3-1650","3-Spaltig, Länge 1650 mm, Abluft",70,330.55,{"$f":"G25945*(1-VLOOKUP(F25945,Konditionen!$B:$D,3,0))","v":330.55}]
["Luftdurchlässe","KBE","KBE2531700","Anschlusskasten LTD  KB-E-25-3-1700","3-Spaltig, Länge 1700 mm, Abluft",70,334.6,{"$f":"G25946*(1-VLOOKUP(F25946,Konditionen!$B:$D,3,0))","v":334.6}]
["Luftdurchlässe","KBE","KBE2531750","Anschlusskasten LTD  KB-E-25-3-1750","3-Spaltig, Länge 1750 mm, Abluft",70,338.7,{"$f":"G25947*(1-VLOOKUP(F25947,Konditionen!$B:$D,3,0))","v":338.7}]
["Luftdurchlässe","KBE","KBE2531800","Anschlusskasten LTD  KB-E-25-3-1800","3-Spaltig, Länge 1800 mm, Abluft",70,342.75,{"$f":"G25948*(1-VLOOKUP(F25948,Konditionen!$B:$D,3,0))","v":342.75}]
["Luftdurchlässe","KBE","KBE2531850","Anschlusskasten LTD  KB-E-25-3-1850","3-Spaltig, Länge 1850 mm, Abluft",70,346.85,{"$f":"G25949*(1-VLOOKUP(F25949,Konditionen!$B:$D,3,0))","v":346.85}]
["Luftdurchlässe","KBE","KBE2531900","Anschlusskasten LTD  KB-E-25-3-1900","3-Spaltig, Länge 1900 mm, Abluft",70,350.9,{"$f":"G25950*(1-VLOOKUP(F25950,Konditionen!$B:$D,3,0))","v":350.9}]
["Luftdurchlässe","KBE","KBE2531950","Anschlusskasten LTD  KB-E-25-3-1950","3-Spaltig, Länge 1950 mm, Abluft",70,355,{"$f":"G25951*(1-VLOOKUP(F25951,Konditionen!$B:$D,3,0))","v":355}]
["Luftdurchlässe","KBE","KBE2532000","Anschlusskasten LTD  KB-E-25-3-2000","3-Spaltig, Länge 2000 mm, Abluft",70,359.05,{"$f":"G25952*(1-VLOOKUP(F25952,Konditionen!$B:$D,3,0))","v":359.05}]
["Luftdurchlässe","KBE","KBE254300","Anschlusskasten LTD   KB-E-25-4-300","4-Spaltig, Länge 300 mm, Abluft",70,165.1,{"$f":"G25953*(1-VLOOKUP(F25953,Konditionen!$B:$D,3,0))","v":165.1}]
["Luftdurchlässe","KBE","KBE254350","Anschlusskasten LTD   KB-E-25-4-350","4-Spaltig, Länge 350 mm, Abluft",70,169.4,{"$f":"G25954*(1-VLOOKUP(F25954,Konditionen!$B:$D,3,0))","v":169.4}]
["Luftdurchlässe","KBE","KBE254400","Anschlusskasten LTD   KB-E-25-4-400","4-Spaltig, Länge 400 mm, Abluft",70,173.55,{"$f":"G25955*(1-VLOOKUP(F25955,Konditionen!$B:$D,3,0))","v":173.55}]
["Luftdurchlässe","KBE","KBE254450","Anschlusskasten LTD   KB-E-25-4-450","4-Spaltig, Länge 450 mm, Abluft",70,177.75,{"$f":"G25956*(1-VLOOKUP(F25956,Konditionen!$B:$D,3,0))","v":177.75}]
["Luftdurchlässe","KBE","KBE254500","Anschlusskasten LTD   KB-E-25-4-500","4-Spaltig, Länge 500 mm, Abluft",70,182,{"$f":"G25957*(1-VLOOKUP(F25957,Konditionen!$B:$D,3,0))","v":182}]
["Luftdurchlässe","KBE","KBE254550","Anschlusskasten LTD   KB-E-25-4-550","4-Spaltig, Länge 550 mm, Abluft",70,186.8,{"$f":"G25958*(1-VLOOKUP(F25958,Konditionen!$B:$D,3,0))","v":186.8}]
["Luftdurchlässe","KBE","KBE254600","Anschlusskasten LTD   KB-E-25-4-600","4-Spaltig, Länge 600 mm, Abluft",70,191,{"$f":"G25959*(1-VLOOKUP(F25959,Konditionen!$B:$D,3,0))","v":191}]
["Luftdurchlässe","KBE","KBE254650","Anschlusskasten LTD   KB-E-25-4-650","4-Spaltig, Länge 650 mm, Abluft",70,195.25,{"$f":"G25960*(1-VLOOKUP(F25960,Konditionen!$B:$D,3,0))","v":195.25}]
["Luftdurchlässe","KBE","KBE254700","Anschlusskasten LTD   KB-E-25-4-700","4-Spaltig, Länge 700 mm, Abluft",70,199.45,{"$f":"G25961*(1-VLOOKUP(F25961,Konditionen!$B:$D,3,0))","v":199.45}]
["Luftdurchlässe","KBE","KBE254750","Anschlusskasten LTD   KB-E-25-4-750","4-Spaltig, Länge 750 mm, Abluft",70,208.7,{"$f":"G25962*(1-VLOOKUP(F25962,Konditionen!$B:$D,3,0))","v":208.7}]
["Luftdurchlässe","KBE","KBE254800","Anschlusskasten LTD   KB-E-25-4-800","4-Spaltig, Länge 800 mm, Abluft",70,212.95,{"$f":"G25963*(1-VLOOKUP(F25963,Konditionen!$B:$D,3,0))","v":212.95}]
["Luftdurchlässe","KBE","KBE254850","Anschlusskasten LTD   KB-E-25-4-850","4-Spaltig, Länge 850 mm, Abluft",70,238.8,{"$f":"G25964*(1-VLOOKUP(F25964,Konditionen!$B:$D,3,0))","v":238.8}]
["Luftdurchlässe","KBE","KBE254900","Anschlusskasten LTD   KB-E-25-4-900","4-Spaltig, Länge 900 mm, Abluft",70,243.5,{"$f":"G25965*(1-VLOOKUP(F25965,Konditionen!$B:$D,3,0))","v":243.5}]
["Luftdurchlässe","KBE","KBE254950","Anschlusskasten LTD   KB-E-25-4-950","4-Spaltig, Länge 950 mm, Abluft",70,248.1,{"$f":"G25966*(1-VLOOKUP(F25966,Konditionen!$B:$D,3,0))","v":248.1}]
["Luftdurchlässe","KBE","KBE2541000","Anschlusskasten LTD  KB-E-25-4-1000","4-Spaltig, Länge 1000 mm, Abluft",70,252.65,{"$f":"G25967*(1-VLOOKUP(F25967,Konditionen!$B:$D,3,0))","v":252.65}]
["Luftdurchlässe","KBE","KBE2541050","Anschlusskasten LTD  KB-E-25-4-1050","4-Spaltig, Länge 1050 mm, Abluft",70,260.60000000000002,{"$f":"G25968*(1-VLOOKUP(F25968,Konditionen!$B:$D,3,0))","v":260.60000000000002}]
["Luftdurchlässe","KBE","KBE2541100","Anschlusskasten LTD  KB-E-25-4-1100","4-Spaltig, Länge 1100 mm, Abluft",70,265.2,{"$f":"G25969*(1-VLOOKUP(F25969,Konditionen!$B:$D,3,0))","v":265.2}]
["Luftdurchlässe","KBE","KBE2541150","Anschlusskasten LTD  KB-E-25-4-1150","4-Spaltig, Länge 1150 mm, Abluft",70,324.85000000000002,{"$f":"G25970*(1-VLOOKUP(F25970,Konditionen!$B:$D,3,0))","v":324.85000000000002}]
["Luftdurchlässe","KBE","KBE2541200","Anschlusskasten LTD  KB-E-25-4-1200","4-Spaltig, Länge 1200 mm, Abluft",70,329.65,{"$f":"G25971*(1-VLOOKUP(F25971,Konditionen!$B:$D,3,0))","v":329.65}]
["Luftdurchlässe","KBE","KBE2541250","Anschlusskasten LTD  KB-E-25-4-1250","4-Spaltig, Länge 1250 mm, Abluft",70,338.8,{"$f":"G25972*(1-VLOOKUP(F25972,Konditionen!$B:$D,3,0))","v":338.8}]
["Luftdurchlässe","KBE","KBE2541300","Anschlusskasten LTD  KB-E-25-4-1300","4-Spaltig, Länge 1300 mm, Abluft",70,343.55,{"$f":"G25973*(1-VLOOKUP(F25973,Konditionen!$B:$D,3,0))","v":343.55}]
["Luftdurchlässe","KBE","KBE2541350","Anschlusskasten LTD  KB-E-25-4-1350","4-Spaltig, Länge 1350 mm, Abluft",70,348.25,{"$f":"G25974*(1-VLOOKUP(F25974,Konditionen!$B:$D,3,0))","v":348.25}]
["Luftdurchlässe","KBE","KBE2541400","Anschlusskasten LTD  KB-E-25-4-1400","4-Spaltig, Länge 1400 mm, Abluft",70,353.05,{"$f":"G25975*(1-VLOOKUP(F25975,Konditionen!$B:$D,3,0))","v":353.05}]
["Luftdurchlässe","KBE","KBE2541450","Anschlusskasten LTD  KB-E-25-4-1450","4-Spaltig, Länge 1450 mm, Abluft",70,357.75,{"$f":"G25976*(1-VLOOKUP(F25976,Konditionen!$B:$D,3,0))","v":357.75}]
["Luftdurchlässe","KBE","KBE2541500","Anschlusskasten LTD  KB-E-25-4-1500","4-Spaltig, Länge 1500 mm, Abluft",70,362.5,{"$f":"G25977*(1-VLOOKUP(F25977,Konditionen!$B:$D,3,0))","v":362.5}]
["Luftdurchlässe","KBE","KBE2541550","Anschlusskasten LTD  KB-E-25-4-1550","4-Spaltig, Länge 1550 mm, Abluft",70,367.9,{"$f":"G25978*(1-VLOOKUP(F25978,Konditionen!$B:$D,3,0))","v":367.9}]
["Luftdurchlässe","KBE","KBE2541600","Anschlusskasten LTD  KB-E-25-4-1600","4-Spaltig, Länge 1600 mm, Abluft",70,372.6,{"$f":"G25979*(1-VLOOKUP(F25979,Konditionen!$B:$D,3,0))","v":372.6}]
["Luftdurchlässe","KBE","KBE2541650","Anschlusskasten LTD  KB-E-25-4-1650","4-Spaltig, Länge 1650 mm, Abluft",70,383.4,{"$f":"G25980*(1-VLOOKUP(F25980,Konditionen!$B:$D,3,0))","v":383.4}]
["Luftdurchlässe","KBE","KBE2541700","Anschlusskasten LTD  KB-E-25-4-1700","4-Spaltig, Länge 1700 mm, Abluft",70,388.05,{"$f":"G25981*(1-VLOOKUP(F25981,Konditionen!$B:$D,3,0))","v":388.05}]
["Luftdurchlässe","KBE","KBE2541750","Anschlusskasten LTD  KB-E-25-4-1750","4-Spaltig, Länge 1750 mm, Abluft",70,392.85,{"$f":"G25982*(1-VLOOKUP(F25982,Konditionen!$B:$D,3,0))","v":392.85}]
["Luftdurchlässe","KBE","KBE2541800","Anschlusskasten LTD  KB-E-25-4-1800","4-Spaltig, Länge 1800 mm, Abluft",70,397.65,{"$f":"G25983*(1-VLOOKUP(F25983,Konditionen!$B:$D,3,0))","v":397.65}]
["Luftdurchlässe","KBE","KBE2541850","Anschlusskasten LTD  KB-E-25-4-1850","4-Spaltig, Länge 1850 mm, Abluft",70,402.3,{"$f":"G25984*(1-VLOOKUP(F25984,Konditionen!$B:$D,3,0))","v":402.3}]
["Luftdurchlässe","KBE","KBE2541900","Anschlusskasten LTD  KB-E-25-4-1900","4-Spaltig, Länge 1900 mm, Abluft",70,407.1,{"$f":"G25985*(1-VLOOKUP(F25985,Konditionen!$B:$D,3,0))","v":407.1}]
["Luftdurchlässe","KBE","KBE2541950","Anschlusskasten LTD  KB-E-25-4-1950","4-Spaltig, Länge 1950 mm, Abluft",70,411.8,{"$f":"G25986*(1-VLOOKUP(F25986,Konditionen!$B:$D,3,0))","v":411.8}]
["Luftdurchlässe","KBE","KBE2542000","Anschlusskasten LTD  KB-E-25-4-2000","4-Spaltig, Länge 2000 mm, Abluft",70,416.55,{"$f":"G25987*(1-VLOOKUP(F25987,Konditionen!$B:$D,3,0))","v":416.55}]
["Luftdurchlässe","KBE","KBE255300","Anschlusskasten LTD   KB-E-25-5-300","5-Spaltig, Länge 300 mm, Abluft",70,169.6,{"$f":"G25988*(1-VLOOKUP(F25988,Konditionen!$B:$D,3,0))","v":169.6}]
["Luftdurchlässe","KBE","KBE255350","Anschlusskasten LTD   KB-E-25-5-350","5-Spaltig, Länge 350 mm, Abluft",70,174.1,{"$f":"G25989*(1-VLOOKUP(F25989,Konditionen!$B:$D,3,0))","v":174.1}]
["Luftdurchlässe","KBE","KBE255400","Anschlusskasten LTD   KB-E-25-5-400","5-Spaltig, Länge 400 mm, Abluft",70,178.55,{"$f":"G25990*(1-VLOOKUP(F25990,Konditionen!$B:$D,3,0))","v":178.55}]
["Luftdurchlässe","KBE","KBE255450","Anschlusskasten LTD   KB-E-25-5-450","5-Spaltig, Länge 450 mm, Abluft",70,183.05,{"$f":"G25991*(1-VLOOKUP(F25991,Konditionen!$B:$D,3,0))","v":183.05}]
["Luftdurchlässe","KBE","KBE255500","Anschlusskasten LTD   KB-E-25-5-500","5-Spaltig, Länge 500 mm, Abluft",70,187.4,{"$f":"G25992*(1-VLOOKUP(F25992,Konditionen!$B:$D,3,0))","v":187.4}]
["Luftdurchlässe","KBE","KBE255550","Anschlusskasten LTD   KB-E-25-5-550","5-Spaltig, Länge 550 mm, Abluft",70,192.5,{"$f":"G25993*(1-VLOOKUP(F25993,Konditionen!$B:$D,3,0))","v":192.5}]
["Luftdurchlässe","KBE","KBE255600","Anschlusskasten LTD   KB-E-25-5-600","5-Spaltig, Länge 600 mm, Abluft",70,197,{"$f":"G25994*(1-VLOOKUP(F25994,Konditionen!$B:$D,3,0))","v":197}]
["Luftdurchlässe","KBE","KBE255650","Anschlusskasten LTD   KB-E-25-5-650","5-Spaltig, Länge 650 mm, Abluft",70,201.35,{"$f":"G25995*(1-VLOOKUP(F25995,Konditionen!$B:$D,3,0))","v":201.35}]
["Luftdurchlässe","KBE","KBE255700","Anschlusskasten LTD   KB-E-25-5-700","5-Spaltig, Länge 700 mm, Abluft",70,205.85,{"$f":"G25996*(1-VLOOKUP(F25996,Konditionen!$B:$D,3,0))","v":205.85}]
["Luftdurchlässe","KBE","KBE255750","Anschlusskasten LTD   KB-E-25-5-750","5-Spaltig, Länge 750 mm, Abluft",70,236.6,{"$f":"G25997*(1-VLOOKUP(F25997,Konditionen!$B:$D,3,0))","v":236.6}]
["Luftdurchlässe","KBE","KBE255800","Anschlusskasten LTD   KB-E-25-5-800","5-Spaltig, Länge 800 mm, Abluft",70,241.35,{"$f":"G25998*(1-VLOOKUP(F25998,Konditionen!$B:$D,3,0))","v":241.35}]
["Luftdurchlässe","KBE","KBE255850","Anschlusskasten LTD   KB-E-25-5-850","5-Spaltig, Länge 850 mm, Abluft",70,246.25,{"$f":"G25999*(1-VLOOKUP(F25999,Konditionen!$B:$D,3,0))","v":246.25}]
["Luftdurchlässe","KBE","KBE255900","Anschlusskasten LTD   KB-E-25-5-900","5-Spaltig, Länge 900 mm, Abluft",70,251.05,{"$f":"G26000*(1-VLOOKUP(F26000,Konditionen!$B:$D,3,0))","v":251.05}]
["Luftdurchlässe","KBE","KBE255950","Anschlusskasten LTD   KB-E-25-5-950","5-Spaltig, Länge 950 mm, Abluft",70,255.95,{"$f":"G26001*(1-VLOOKUP(F26001,Konditionen!$B:$D,3,0))","v":255.95}]
["Luftdurchlässe","KBE","KBE2551000","Anschlusskasten LTD  KB-E-25-5-1000","5-Spaltig, Länge 1000 mm, Abluft",70,260.8,{"$f":"G26002*(1-VLOOKUP(F26002,Konditionen!$B:$D,3,0))","v":260.8}]
["Luftdurchlässe","KBE","KBE2551050","Anschlusskasten LTD  KB-E-25-5-1050","5-Spaltig, Länge 1050 mm, Abluft",70,268.95,{"$f":"G26003*(1-VLOOKUP(F26003,Konditionen!$B:$D,3,0))","v":268.95}]
["Luftdurchlässe","KBE","KBE2551100","Anschlusskasten LTD  KB-E-25-5-1100","5-Spaltig, Länge 1100 mm, Abluft",70,273.85000000000002,{"$f":"G26004*(1-VLOOKUP(F26004,Konditionen!$B:$D,3,0))","v":273.85000000000002}]
["Luftdurchlässe","KBE","KBE2551150","Anschlusskasten LTD  KB-E-25-5-1150","5-Spaltig, Länge 1150 mm, Abluft",70,333.8,{"$f":"G26005*(1-VLOOKUP(F26005,Konditionen!$B:$D,3,0))","v":333.8}]
["Luftdurchlässe","KBE","KBE2551200","Anschlusskasten LTD  KB-E-25-5-1200","5-Spaltig, Länge 1200 mm, Abluft",70,338.8,{"$f":"G26006*(1-VLOOKUP(F26006,Konditionen!$B:$D,3,0))","v":338.8}]
["Luftdurchlässe","KBE","KBE2551250","Anschlusskasten LTD  KB-E-25-5-1250","5-Spaltig, Länge 1250 mm, Abluft",70,348.25,{"$f":"G26007*(1-VLOOKUP(F26007,Konditionen!$B:$D,3,0))","v":348.25}]
["Luftdurchlässe","KBE","KBE2551300","Anschlusskasten LTD  KB-E-25-5-1300","5-Spaltig, Länge 1300 mm, Abluft",70,353.25,{"$f":"G26008*(1-VLOOKUP(F26008,Konditionen!$B:$D,3,0))","v":353.25}]
["Luftdurchlässe","KBE","KBE2551350","Anschlusskasten LTD  KB-E-25-5-1350","5-Spaltig, Länge 1350 mm, Abluft",70,358.25,{"$f":"G26009*(1-VLOOKUP(F26009,Konditionen!$B:$D,3,0))","v":358.25}]
["Luftdurchlässe","KBE","KBE2551400","Anschlusskasten LTD  KB-E-25-5-1400","5-Spaltig, Länge 1400 mm, Abluft",70,363.2,{"$f":"G26010*(1-VLOOKUP(F26010,Konditionen!$B:$D,3,0))","v":363.2}]
["Luftdurchlässe","KBE","KBE2551450","Anschlusskasten LTD  KB-E-25-5-1450","5-Spaltig, Länge 1450 mm, Abluft",70,368.2,{"$f":"G26011*(1-VLOOKUP(F26011,Konditionen!$B:$D,3,0))","v":368.2}]
["Luftdurchlässe","KBE","KBE2551500","Anschlusskasten LTD  KB-E-25-5-1500","5-Spaltig, Länge 1500 mm, Abluft",70,373.2,{"$f":"G26012*(1-VLOOKUP(F26012,Konditionen!$B:$D,3,0))","v":373.2}]
["Luftdurchlässe","KBE","KBE2551550","Anschlusskasten LTD  KB-E-25-5-1550","5-Spaltig, Länge 1550 mm, Abluft",70,378.8,{"$f":"G26013*(1-VLOOKUP(F26013,Konditionen!$B:$D,3,0))","v":378.8}]
["Luftdurchlässe","KBE","KBE2551600","Anschlusskasten LTD  KB-E-25-5-1600","5-Spaltig, Länge 1600 mm, Abluft",70,383.8,{"$f":"G26014*(1-VLOOKUP(F26014,Konditionen!$B:$D,3,0))","v":383.8}]
["Luftdurchlässe","KBE","KBE2551650","Anschlusskasten LTD  KB-E-25-5-1650","5-Spaltig, Länge 1650 mm, Abluft",70,394.8,{"$f":"G26015*(1-VLOOKUP(F26015,Konditionen!$B:$D,3,0))","v":394.8}]
["Luftdurchlässe","KBE","KBE2551700","Anschlusskasten LTD  KB-E-25-5-1700","5-Spaltig, Länge 1700 mm, Abluft",70,399.75,{"$f":"G26016*(1-VLOOKUP(F26016,Konditionen!$B:$D,3,0))","v":399.75}]
["Luftdurchlässe","KBE","KBE2551750","Anschlusskasten LTD  KB-E-25-5-1750","5-Spaltig, Länge 1750 mm, Abluft",70,404.75,{"$f":"G26017*(1-VLOOKUP(F26017,Konditionen!$B:$D,3,0))","v":404.75}]
["Luftdurchlässe","KBE","KBE2551800","Anschlusskasten LTD  KB-E-25-5-1800","5-Spaltig, Länge 1800 mm, Abluft",70,409.75,{"$f":"G26018*(1-VLOOKUP(F26018,Konditionen!$B:$D,3,0))","v":409.75}]
["Luftdurchlässe","KBE","KBE2551850","Anschlusskasten LTD  KB-E-25-5-1850","5-Spaltig, Länge 1850 mm, Abluft",70,414.75,{"$f":"G26019*(1-VLOOKUP(F26019,Konditionen!$B:$D,3,0))","v":414.75}]
["Luftdurchlässe","KBE","KBE2551900","Anschlusskasten LTD  KB-E-25-5-1900","5-Spaltig, Länge 1900 mm, Abluft",70,419.7,{"$f":"G26020*(1-VLOOKUP(F26020,Konditionen!$B:$D,3,0))","v":419.7}]
["Luftdurchlässe","KBE","KBE2551950","Anschlusskasten LTD  KB-E-25-5-1950","5-Spaltig, Länge 1950 mm, Abluft",70,424.7,{"$f":"G26021*(1-VLOOKUP(F26021,Konditionen!$B:$D,3,0))","v":424.7}]
["Luftdurchlässe","KBE","KBE2552000","Anschlusskasten LTD  KB-E-25-5-2000","5-Spaltig, Länge 2000 mm, Abluft",70,429.7,{"$f":"G26022*(1-VLOOKUP(F26022,Konditionen!$B:$D,3,0))","v":429.7}]
["Luftdurchlässe","KBE","KBE256300","Anschlusskasten LTD   KB-E-25-6-300","6-Spaltig, Länge 300 mm, Abluft",70,173.35,{"$f":"G26023*(1-VLOOKUP(F26023,Konditionen!$B:$D,3,0))","v":173.35}]
["Luftdurchlässe","KBE","KBE256350","Anschlusskasten LTD   KB-E-25-6-350","6-Spaltig, Länge 350 mm, Abluft",70,178.05,{"$f":"G26024*(1-VLOOKUP(F26024,Konditionen!$B:$D,3,0))","v":178.05}]
["Luftdurchlässe","KBE","KBE256400","Anschlusskasten LTD   KB-E-25-6-400","6-Spaltig, Länge 400 mm, Abluft",70,182.75,{"$f":"G26025*(1-VLOOKUP(F26025,Konditionen!$B:$D,3,0))","v":182.75}]
["Luftdurchlässe","KBE","KBE256450","Anschlusskasten LTD   KB-E-25-6-450","6-Spaltig, Länge 450 mm, Abluft",70,187.3,{"$f":"G26026*(1-VLOOKUP(F26026,Konditionen!$B:$D,3,0))","v":187.3}]
["Luftdurchlässe","KBE","KBE256500","Anschlusskasten LTD   KB-E-25-6-500","6-Spaltig, Länge 500 mm, Abluft",70,192,{"$f":"G26027*(1-VLOOKUP(F26027,Konditionen!$B:$D,3,0))","v":192}]
["Luftdurchlässe","KBE","KBE256550","Anschlusskasten LTD   KB-E-25-6-550","6-Spaltig, Länge 550 mm, Abluft",70,217.65,{"$f":"G26028*(1-VLOOKUP(F26028,Konditionen!$B:$D,3,0))","v":217.65}]
["Luftdurchlässe","KBE","KBE256600","Anschlusskasten LTD   KB-E-25-6-600","6-Spaltig, Länge 600 mm, Abluft",70,222.75,{"$f":"G26029*(1-VLOOKUP(F26029,Konditionen!$B:$D,3,0))","v":222.75}]
["Luftdurchlässe","KBE","KBE256650","Anschlusskasten LTD   KB-E-25-6-650","6-Spaltig, Länge 650 mm, Abluft",70,227.85,{"$f":"G26030*(1-VLOOKUP(F26030,Konditionen!$B:$D,3,0))","v":227.85}]
["Luftdurchlässe","KBE","KBE256700","Anschlusskasten LTD   KB-E-25-6-700","6-Spaltig, Länge 700 mm, Abluft",70,232.9,{"$f":"G26031*(1-VLOOKUP(F26031,Konditionen!$B:$D,3,0))","v":232.9}]
["Luftdurchlässe","KBE","KBE256750","Anschlusskasten LTD   KB-E-25-6-750","6-Spaltig, Länge 750 mm, Abluft",70,243,{"$f":"G26032*(1-VLOOKUP(F26032,Konditionen!$B:$D,3,0))","v":243}]
["Luftdurchlässe","KBE","KBE256800","Anschlusskasten LTD   KB-E-25-6-800","6-Spaltig, Länge 800 mm, Abluft",70,248.1,{"$f":"G26033*(1-VLOOKUP(F26033,Konditionen!$B:$D,3,0))","v":248.1}]
["Luftdurchlässe","KBE","KBE256850","Anschlusskasten LTD   KB-E-25-6-850","6-Spaltig, Länge 850 mm, Abluft",70,253.2,{"$f":"G26034*(1-VLOOKUP(F26034,Konditionen!$B:$D,3,0))","v":253.2}]
["Luftdurchlässe","KBE","KBE256900","Anschlusskasten LTD   KB-E-25-6-900","6-Spaltig, Länge 900 mm, Abluft",70,258.25,{"$f":"G26035*(1-VLOOKUP(F26035,Konditionen!$B:$D,3,0))","v":258.25}]
["Luftdurchlässe","KBE","KBE256950","Anschlusskasten LTD   KB-E-25-6-950","6-Spaltig, Länge 950 mm, Abluft",70,263.35000000000002,{"$f":"G26036*(1-VLOOKUP(F26036,Konditionen!$B:$D,3,0))","v":263.35000000000002}]
["Luftdurchlässe","KBE","KBE2561000","Anschlusskasten LTD  KB-E-25-6-1000","6-Spaltig, Länge 1000 mm, Abluft",70,268.45,{"$f":"G26037*(1-VLOOKUP(F26037,Konditionen!$B:$D,3,0))","v":268.45}]
["Luftdurchlässe","KBE","KBE2561050","Anschlusskasten LTD  KB-E-25-6-1050","6-Spaltig, Länge 1050 mm, Abluft",70,276.8,{"$f":"G26038*(1-VLOOKUP(F26038,Konditionen!$B:$D,3,0))","v":276.8}]
["Luftdurchlässe","KBE","KBE2561100","Anschlusskasten LTD  KB-E-25-6-1100","6-Spaltig, Länge 1100 mm, Abluft",70,281.89999999999998,{"$f":"G26039*(1-VLOOKUP(F26039,Konditionen!$B:$D,3,0))","v":281.89999999999998}]
["Luftdurchlässe","KBE","KBE2561150","Anschlusskasten LTD  KB-E-25-6-1150","6-Spaltig, Länge 1150 mm, Abluft",70,342.25,{"$f":"G26040*(1-VLOOKUP(F26040,Konditionen!$B:$D,3,0))","v":342.25}]
["Luftdurchlässe","KBE","KBE2561200","Anschlusskasten LTD  KB-E-25-6-1200","6-Spaltig, Länge 1200 mm, Abluft",70,347.45,{"$f":"G26041*(1-VLOOKUP(F26041,Konditionen!$B:$D,3,0))","v":347.45}]
["Luftdurchlässe","KBE","KBE2561250","Anschlusskasten LTD  KB-E-25-6-1250","6-Spaltig, Länge 1250 mm, Abluft",70,357.1,{"$f":"G26042*(1-VLOOKUP(F26042,Konditionen!$B:$D,3,0))","v":357.1}]
["Luftdurchlässe","KBE","KBE2561300","Anschlusskasten LTD  KB-E-25-6-1300","6-Spaltig, Länge 1300 mm, Abluft",70,362.4,{"$f":"G26043*(1-VLOOKUP(F26043,Konditionen!$B:$D,3,0))","v":362.4}]
["Luftdurchlässe","KBE","KBE2561350","Anschlusskasten LTD  KB-E-25-6-1350","6-Spaltig, Länge 1350 mm, Abluft",70,367.6,{"$f":"G26044*(1-VLOOKUP(F26044,Konditionen!$B:$D,3,0))","v":367.6}]
["Luftdurchlässe","KBE","KBE2561400","Anschlusskasten LTD  KB-E-25-6-1400","6-Spaltig, Länge 1400 mm, Abluft",70,372.8,{"$f":"G26045*(1-VLOOKUP(F26045,Konditionen!$B:$D,3,0))","v":372.8}]
["Luftdurchlässe","KBE","KBE2561450","Anschlusskasten LTD  KB-E-25-6-1450","6-Spaltig, Länge 1450 mm, Abluft",70,378,{"$f":"G26046*(1-VLOOKUP(F26046,Konditionen!$B:$D,3,0))","v":378}]
["Luftdurchlässe","KBE","KBE2561500","Anschlusskasten LTD  KB-E-25-6-1500","6-Spaltig, Länge 1500 mm, Abluft",70,383.2,{"$f":"G26047*(1-VLOOKUP(F26047,Konditionen!$B:$D,3,0))","v":383.2}]
["Luftdurchlässe","KBE","KBE2561550","Anschlusskasten LTD  KB-E-25-6-1550","6-Spaltig, Länge 1550 mm, Abluft",70,389.1,{"$f":"G26048*(1-VLOOKUP(F26048,Konditionen!$B:$D,3,0))","v":389.1}]
["Luftdurchlässe","KBE","KBE2561600","Anschlusskasten LTD  KB-E-25-6-1600","6-Spaltig, Länge 1600 mm, Abluft",70,394.25,{"$f":"G26049*(1-VLOOKUP(F26049,Konditionen!$B:$D,3,0))","v":394.25}]
["Luftdurchlässe","KBE","KBE2561650","Anschlusskasten LTD  KB-E-25-6-1650","6-Spaltig, Länge 1650 mm, Abluft",70,405.45,{"$f":"G26050*(1-VLOOKUP(F26050,Konditionen!$B:$D,3,0))","v":405.45}]
["Luftdurchlässe","KBE","KBE2561700","Anschlusskasten LTD  KB-E-25-6-1700","6-Spaltig, Länge 1700 mm, Abluft",70,410.65,{"$f":"G26051*(1-VLOOKUP(F26051,Konditionen!$B:$D,3,0))","v":410.65}]
["Luftdurchlässe","KBE","KBE2561750","Anschlusskasten LTD  KB-E-25-6-1750","6-Spaltig, Länge 1750 mm, Abluft",70,415.95,{"$f":"G26052*(1-VLOOKUP(F26052,Konditionen!$B:$D,3,0))","v":415.95}]
["Luftdurchlässe","KBE","KBE2561800","Anschlusskasten LTD  KB-E-25-6-1800","6-Spaltig, Länge 1800 mm, Abluft",70,421.15,{"$f":"G26053*(1-VLOOKUP(F26053,Konditionen!$B:$D,3,0))","v":421.15}]
["Luftdurchlässe","KBE","KBE2561850","Anschlusskasten LTD  KB-E-25-6-1850","6-Spaltig, Länge 1850 mm, Abluft",70,426.35,{"$f":"G26054*(1-VLOOKUP(F26054,Konditionen!$B:$D,3,0))","v":426.35}]
["Luftdurchlässe","KBE","KBE2561900","Anschlusskasten LTD  KB-E-25-6-1900","6-Spaltig, Länge 1900 mm, Abluft",70,431.55,{"$f":"G26055*(1-VLOOKUP(F26055,Konditionen!$B:$D,3,0))","v":431.55}]
["Luftdurchlässe","KBE","KBE2561950","Anschlusskasten LTD  KB-E-25-6-1950","6-Spaltig, Länge 1950 mm, Abluft",70,436.7,{"$f":"G26056*(1-VLOOKUP(F26056,Konditionen!$B:$D,3,0))","v":436.7}]
["Luftdurchlässe","KBE","KBE2562000","Anschlusskasten LTD  KB-E-25-6-2000","6-Spaltig, Länge 2000 mm, Abluft",70,441.9,{"$f":"G26057*(1-VLOOKUP(F26057,Konditionen!$B:$D,3,0))","v":441.9}]
["Entrauchung","QFSTBK","QFSTBK850800","Elast. Verbindung für BSK, L=150mm","850 x 800 mm mit 30mm Rahmen",80,96.05,{"$f":"G26058*(1-VLOOKUP(F26058,Konditionen!$B:$D,3,0))","v":96.05}]
["Ventilatoren","CK","CK150B1EC","Rohrventilator CK 150 B1 EC-v1","","Netto",171.55,{"$f":"G26059*(1-VLOOKUP(F26059,Konditionen!$B:$D,3,0))","v":171.55}]
["Ventilatoren","CK","CK160B1EC","Rohrventilator CK 160 B1 EC-v1","","Netto",144.44999999999999,{"$f":"G26060*(1-VLOOKUP(F26060,Konditionen!$B:$D,3,0))","v":144.44999999999999}]
["Entrauchung","QFSTBK","QFSTBK1400550","Elast. Verbindung für BSK, L=150mm","1400 x 550 mm mit 30mm Rahmen",80,118.35,{"$f":"G26061*(1-VLOOKUP(F26061,Konditionen!$B:$D,3,0))","v":118.35}]
["Diverse","","KAIFLEX16SK8","Kaiflex-KK-Endlosplatte 16mm (B1)","selbstklebend (Rol.=8qm) KK-Plus","Netto",0,{"$f":"G26062*(1-VLOOKUP(F26062,Konditionen!$B:$D,3,0))","v":0}]
["Diverse","RISPID","RISPID80","Spannring m.Dichtmasse RISPI-D 80","für Bordverbindung      Netto-Preis","Netto",9.9,{"$f":"G26063*(1-VLOOKUP(F26063,Konditionen!$B:$D,3,0))","v":9.9}]
["Diverse","RISPID","RISPID100","Spannring m.Dichtmasse RISPI-D 100","für Bordverbindung      Netto-Preis","Netto",10,{"$f":"G26064*(1-VLOOKUP(F26064,Konditionen!$B:$D,3,0))","v":10}]
["Diverse","RISPID","RISPID125","Spannring m.Dichtmasse RISPI-D 125","für Bordverbindung      Netto-Preis","Netto",10.5,{"$f":"G26065*(1-VLOOKUP(F26065,Konditionen!$B:$D,3,0))","v":10.5}]
["Diverse","RISPID","RISPID140","Spannring m.Dichtmasse RISPI-D 140","für Bordverbindung      Netto-Preis","Netto",10.9,{"$f":"G26066*(1-VLOOKUP(F26066,Konditionen!$B:$D,3,0))","v":10.9}]
["Diverse","RISPID","RISPID150","Spannring m.Dichtmasse RISPI-D 150","für Bordverbindung      Netto-Preis","Netto",11.15,{"$f":"G26067*(1-VLOOKUP(F26067,Konditionen!$B:$D,3,0))","v":11.15}]
["Diverse","RISPID","RISPID160","Spannring m.Dichtmasse RISPI-D 160","für Bordverbindung      Netto-Preis","Netto",11.8,{"$f":"G26068*(1-VLOOKUP(F26068,Konditionen!$B:$D,3,0))","v":11.8}]
["Diverse","RISPID","RISPID180","Spannring m.Dichtmasse RISPI-D 180","für Bordverbindung      Netto-Preis","Netto",12,{"$f":"G26069*(1-VLOOKUP(F26069,Konditionen!$B:$D,3,0))","v":12}]
["Diverse","RISPID","RISPID200","Spannring m.Dichtmasse RISPI-D 200","für Bordverbindung      Netto-Preis","Netto",13.05,{"$f":"G26070*(1-VLOOKUP(F26070,Konditionen!$B:$D,3,0))","v":13.05}]
["Diverse","RISPID","RISPID224","Spannring m.Dichtmasse RISPI-D 224","für Bordverbindung      Netto-Preis","Netto",13.45,{"$f":"G26071*(1-VLOOKUP(F26071,Konditionen!$B:$D,3,0))","v":13.45}]
["Diverse","RISPID","RISPID250","Spannring m.Dichtmasse RISPI-D 250","für Bordverbindung      Netto-Preis","Netto",13.9,{"$f":"G26072*(1-VLOOKUP(F26072,Konditionen!$B:$D,3,0))","v":13.9}]
["Montagezubehör","RISPID","RISPID280","Spannring m.Dichtmasse RISPI-D 280","für Bordverbindung      Netto-Preis","Netto",15.2,{"$f":"G26073*(1-VLOOKUP(F26073,Konditionen!$B:$D,3,0))","v":15.2}]
["Montagezubehör","RISPID","RISPID300","Spannring m.Dichtmasse RISPI-D 300","für Bordverbindung      Netto-Preis","Netto",16.25,{"$f":"G26074*(1-VLOOKUP(F26074,Konditionen!$B:$D,3,0))","v":16.25}]
["Montagezubehör","RISPID","RISPID315","Spannring m.Dichtmasse RISPI-D 315","für Bordverbindung      Netto-Preis","Netto",19.45,{"$f":"G26075*(1-VLOOKUP(F26075,Konditionen!$B:$D,3,0))","v":19.45}]
["Montagezubehör","RISPID","RISPID355","Spannring m.Dichtmasse RISPI-D 355","für Bordverbindung      Netto-Preis","Netto",25.7,{"$f":"G26076*(1-VLOOKUP(F26076,Konditionen!$B:$D,3,0))","v":25.7}]
["Montagezubehör","RISPID","RISPID400","Spannring m.Dichtmasse RISPI-D 400","für Bordverbindung      Netto-Preis","Netto",28.9,{"$f":"G26077*(1-VLOOKUP(F26077,Konditionen!$B:$D,3,0))","v":28.9}]
["Montagezubehör","RISPID","RISPID450","Spannring m.Dichtmasse RISPI-D 450","für Bordverbindung      Netto-Preis","Netto",33.6,{"$f":"G26078*(1-VLOOKUP(F26078,Konditionen!$B:$D,3,0))","v":33.6}]
["Filter","EPM1070","EPM107095493493","Panelfilter EPM10-70  95mm 493x493","Filterklasse ePM10 55%",37,101.8,{"$f":"G26079*(1-VLOOKUP(F26079,Konditionen!$B:$D,3,0))","v":101.8}]
["Filter","EPM180","EPM18095493493","Panelfilter EPM1-80  95mm 493x493","Filterklasse ePM1 80%",37,134.6,{"$f":"G26080*(1-VLOOKUP(F26080,Konditionen!$B:$D,3,0))","v":134.6}]
["Montagezubehör","AIRGUIDE","REGULAAIRGUIDE","Luftlenkelemente           AirGuide","","Netto",67.7,{"$f":"G26081*(1-VLOOKUP(F26081,Konditionen!$B:$D,3,0))","v":67.7}]
["Ventilatoren","","REGULAHEIZFUNKT.","Heizfunktion für Kühlbalken","","Netto",63.65,{"$f":"G26082*(1-VLOOKUP(F26082,Konditionen!$B:$D,3,0))","v":63.65}]
["Filter","EPM1055","EPM105547493393","Panelfilter EPM10-55  47mm 493x393","Filterklasse ePM10 55%",37,59.3,{"$f":"G26083*(1-VLOOKUP(F26083,Konditionen!$B:$D,3,0))","v":59.3}]
["Filter","EPM1070","EPM107047493393","Panelfilter EPM10-70  47mm 493x393","Filterklasse ePM10 70%",37,59.9,{"$f":"G26084*(1-VLOOKUP(F26084,Konditionen!$B:$D,3,0))","v":59.9}]
["Filter","EPM170","EPM17047493393","Panelfilter EPM1-70  47mm 493x393","Filterklasse ePM1 70%",37,61.9,{"$f":"G26085*(1-VLOOKUP(F26085,Konditionen!$B:$D,3,0))","v":61.9}]
["Filter","EPM180","EPM18047493393","Panelfilter EPM1-80  47mm 493x393","Filterklasse ePM1 80%",37,68.7,{"$f":"G26086*(1-VLOOKUP(F26086,Konditionen!$B:$D,3,0))","v":68.7}]
["Filter","EPM1055","EPM105595493393","Panelfilter EPM10-55  95mm 493x393","Filterklasse ePM10 55%",37,76.45,{"$f":"G26087*(1-VLOOKUP(F26087,Konditionen!$B:$D,3,0))","v":76.45}]
["Filter","EPM1070","EPM107095493393","Panelfilter EPM10-70  95mm 493x393","Filterklasse ePM10 70%",37,77.7,{"$f":"G26088*(1-VLOOKUP(F26088,Konditionen!$B:$D,3,0))","v":77.7}]
["Filter","EPM180","EPM18095493393","Panelfilter EPM1-80  95mm 493x393","Filterklasse ePM1 80%",37,107.05,{"$f":"G26089*(1-VLOOKUP(F26089,Konditionen!$B:$D,3,0))","v":107.05}]
["Ventilatoren","LPKB","LPKB250E1","Rohrventilator LPKB 250 E1 AC ErP","","Netto",218.45,{"$f":"G26090*(1-VLOOKUP(F26090,Konditionen!$B:$D,3,0))","v":218.45}]
["Ventilatoren","LPKB","LPKB315D1","Rohrventilator LPKB 315 D1 AC ErP","","Netto",245.1,{"$f":"G26091*(1-VLOOKUP(F26091,Konditionen!$B:$D,3,0))","v":245.1}]
["Ventilatoren","LPKB","LPKB250D1EC","Rohrventilator LPKB 250 D1 EC ErP","","Netto",311.55,{"$f":"G26092*(1-VLOOKUP(F26092,Konditionen!$B:$D,3,0))","v":311.55}]
["Ventilatoren","LPKB","LPKB315E1EC","Rohrventilator LPKB 315 E1 EC ErP","","Netto",487.1,{"$f":"G26093*(1-VLOOKUP(F26093,Konditionen!$B:$D,3,0))","v":487.1}]
["Ventilatoren","LPKBS","LPKBSILENT250E1","Rohrventilator LPKBsilent 250 E1 AC","schallisoliert, ErP","Netto",252.45,{"$f":"G26094*(1-VLOOKUP(F26094,Konditionen!$B:$D,3,0))","v":252.45}]
["Ventilatoren","LPKBS","LPKBSILENT315D1","Rohrventilator LPKBsilent 315 D1 AC","schallisoliert, ErP","Netto",295.39999999999998,{"$f":"G26095*(1-VLOOKUP(F26095,Konditionen!$B:$D,3,0))","v":295.39999999999998}]
["Ventilatoren","LPKBS","LPKBSILENT250DEC","Rohrventilator LPKBsilent 250 D1 EC","schallisoliert, ErP","Netto",324.75,{"$f":"G26096*(1-VLOOKUP(F26096,Konditionen!$B:$D,3,0))","v":324.75}]
["Ventilatoren","LPKBS","LPKBSILENT315EEC","Rohrventilator LPKBsilent 315 E1 EC","schallisoliert, ErP","Netto",517.4,{"$f":"G26097*(1-VLOOKUP(F26097,Konditionen!$B:$D,3,0))","v":517.4}]
["Ventilatoren","RVK","RVK150E2L","RVK 150E2L sileo Rohrventi.","DN 150, 230V/50Hz, 1~,","Netto",86.3,{"$f":"G26098*(1-VLOOKUP(F26098,Konditionen!$B:$D,3,0))","v":86.3}]
["Ventilatoren","MUBT","MUBT042400EC","MUBT 042 400EC Poti Thermov.","400V/50HZ, 3~, EC-Motor,","Netto",1530.4,{"$f":"G26099*(1-VLOOKUP(F26099,Konditionen!$B:$D,3,0))","v":1530.4}]
["Ventilatoren","RTRD","RTRD14","RTRD 14, 5 stuf. Transformator","max. 14 A, 400V, 3~, IP 21,TK,RT,MS","Netto",831.35,{"$f":"G26100*(1-VLOOKUP(F26100,Konditionen!$B:$D,3,0))","v":831.35}]
["Filter","3VEPM180","3VEPM180592592","V-Zellen-Filter 3V-EPM1-80  292mm","592 x 592  Filterklasse ePM1 80%",37,187.2,{"$f":"G26101*(1-VLOOKUP(F26101,Konditionen!$B:$D,3,0))","v":187.2}]
["Filter","3VEPM180","3VEPM180592287","V-Zellen-Filter 3V-EPM1-80  292mm","592 x 287  Filterklasse ePM1 80%",37,115,{"$f":"G26102*(1-VLOOKUP(F26102,Konditionen!$B:$D,3,0))","v":115}]
["Filter","3VEPM180","3VEPM180592490","V-Zellen-Filter 3V-EPM1-80  292mm","592 x 490  Filterklasse ePM1 80%",37,164.45,{"$f":"G26103*(1-VLOOKUP(F26103,Konditionen!$B:$D,3,0))","v":164.45}]
["Brandschutz","WHKDISCB","WHKDISCB","Halterung mit Schmelzlot WHKDISCB","für WH/WK-25-C (Compact Manual)",8006,21.2,{"$f":"G26104*(1-VLOOKUP(F26104,Konditionen!$B:$D,3,0))","v":21.2}]
["Rohre und Formteile","LNR","LNR6001000","Längsnahtrohr    LNR     600.1000","in 0,9mm, mit 2 Falzen",10,505.55,{"$f":"G26105*(1-VLOOKUP(F26105,Konditionen!$B:$D,3,0))","v":505.55}]
["Rohre und Formteile","LNR","LNR6301000","Längsnahtrohr    LNR     630.1000","in 0,9mm, mit 2 Falzen",10,554.45000000000005,{"$f":"G26106*(1-VLOOKUP(F26106,Konditionen!$B:$D,3,0))","v":554.45000000000005}]
["Ventilatoren","","REGULAFLEX15-12","Flexibler Anschlussschlauch 15-12mm","Edelstahlummantelt, Länge 40cm","Netto",19.5,{"$f":"G26107*(1-VLOOKUP(F26107,Konditionen!$B:$D,3,0))","v":19.5}]
["Rohre und Formteile","LNR","LNR250540","Längsnahtrohr    LNR     250.540","",10,118.15,{"$f":"G26108*(1-VLOOKUP(F26108,Konditionen!$B:$D,3,0))","v":118.15}]
["Rohre und Formteile","LNR","LNR2501230","Längsnahtrohr    LNR     250.1230","",10,183.3,{"$f":"G26109*(1-VLOOKUP(F26109,Konditionen!$B:$D,3,0))","v":183.3}]

{"sheet":"Bestellliste","index":3,"n_rows":13,"n_cols":9,"rows_kept":13,"cut":false,"hidden":false,"merged":[]}
[]
[]
[null,null,"Bestellliste"]
[]
["Datum;",{"$f":"NOW()","v":"2020-03-09T10:42:10.510"}]
["Firma/Kundennr:",0,"Lieferadresse:",null,null,"Lindab GmbH "]
["Ansprechpartner:",{"$f":"Konditionen!D40","v":0},null,null,null,"Carl-Benz-Weg 18, 22941 Bargteheide"]
["Str.:",{"$f":"Konditionen!D41","v":0},null,null,null,"Tel. 04532-28590"]
["Ort:",{"$f":"Konditionen!D42","v":0},null,null,null,"Fax: 04532-5666"]
["Tel.:",{"$f":"Konditionen!D43","v":0},null,null,null,"email: sales@lindab.de"]
["Fax:",{"$f":"Konditionen!D44","v":0}]
[]
["Position","Artikelnummer","Beschreibung 1","Beschreibung 2","Preisgruppe","Preis brutto","Preis netto","Stück","gesamt netto"]